## data (hidden)
Product# | Price | Profile # | Product# |  | ARUF / (ARPF- Low Leak) Air Handlers | [6 empty] | MBR Multi Speed Blowers
ADPF18241 | 347 | UCE05018 | ACNF18001 | 0kW | Heat Kits | 1824/1931 | 3030 | 3642/3743 | 4860 | 3636 |  | Heat Kits | 800 | 1200 | 1600 | 2000
ADPF182416 | 347 | UCE05018 | ACNF18051 | 5kW | HKR-03 | X | X | X | X | X | HKR-03 | HKR-03 | X | X | X | X
ADPF30421 | 471 | UCE05018 | ACNF18061 | 6kW | HKR-05 | X | X | X | X | X | HKR-05 | HKR-05 | X | X | X | X
ADPF304216 | 471 | UCE05018 | ACNF18081 | 8kW | HKR-06 | X | X | X | X | X | HKR-06 | HKR-06 | X | X | X | X
ADPF48601 | 548 | UCE05018 | ACNF24001 | 0kW | HKR-08 | X | X | X | X | X | HKR-08 | HKR-08 | X | X | X | X
ADPF486016 | 548 | UCE05018 | ACNF24051 | 5kW | HKR-10 | X | X | X | X | X | HKR-10 | HKR-10 | X | X | X | X
AEPF18301 | 563 | UCE05018 | ACNF24061 | 6kW | HKR-05C | X | X | X | X | X | HKR-05C | HKR-05C | X | X | X | X
AEPF183016 | 563 | UCE05018 | ACNF24081 | 8kW | HKR-08C | X | X | X | X | X | HKR-08C | HKR-08C | X | X | X | X
AEPF30361 | 688 | UCE05018 | ACNF24101 | 10kW | HKR-10C | X | X | X | X | X | HKR-10C | HKR-10C | X | X | X | X
AEPF303616 | 688 | UCE05018 | ACNF30001 | 0kW | HKR-15C | X | X | X | X | X | HKR-15C | HKR-15C |  | X | X | X
AEPF42601 | 765 | UCE05018 | ACNF30051 | 5kW | HKR-20C |  | X | X | X | X | HKR3-15 | HKR-20C |  | X | X | X
AEPF426016 | 765 | UCE05018 | ACNF30061 | 6kW | HKR-21C |  | X | X | X |  |  | HKR-21C |  | X | X | X
AHKD15-3 | 406 | UCE05018 | ACNF30081 | 8kW | HKR3-15 |  | X | X | X |  |  | HKR3-15 |  | X | X | X
AHKD15-4 | 406 | UCE05018 | ACNF30101 | 10kW | HKR3-20 |  | X | X | X |  |  | HKR3-20 |  | X | X | X
AHKD20-3 | 502 | UCE05018 | AWUF18051 | 5kW
AHKD20-4 | 502 | UCE05018 | AWUF18081 | 8kW
AHKD30-3 | 522 | UCE05018 | AWUF24051 | 5kW | AEPF / ASPF (Low Leak) Air Handlers 16/16A | [6 empty] | MBE Variable Speed Blowers
AHKD30-4 | 513 | UCE05018 | AWUF24081 | 8kW | Heat Kits | 1830 |  | 3036 |  | 4260 |  | Heat Kits | 1200 | 1600 | 2000
AR090 | 1367 | UCE05018 | AWUF24101 | 10kW | HKR-05 | X | HKR-08 | X | HKR-10 | X |  |  | HKR-08 | HKR-10 | HKR-10
AR120 | 1504 | UCE05018 | AWUF36051 | 5kW | HKR-08 | X | HKR-10 | X | HKR-10C | X |  |  | HKR-10 | HKR-10C | HKR-10C
ARPF18241 | 328 | UCE05018 | AWUF36081 | 8kW | HKR-10 | X | HKR-08C | X | HKR-15C | X |  |  | HKR-08C | HKR-15C | HKR-15C
ARPF182416 | 328 | UCE05018 | AWUF36101 | 10kW | HKR-05C | X | HKR-10C | X | HKR-20C | X |  |  | HKR-10C |  | HKR-20C
ARPF193116 | 455 | UCE05018 |  |  | HKR-08C | X | HKR-15C | X | HKR-21C | X |  |  | HKR-15C
ARPF30301 | 381 | UCE05018 |  |  | HKR-10C | X
ARPF303016 | 381 | UCE05018
ARPF363616 | 445 | UCE05018 |  |  | AEPF / ASPF (Low Leak) Air Handlers 16B
ARPF36421 | 465 | UCE05018 |  |  | Heat Kits | 1830 |  | 3036 |  | 4260
ARPF364216 | 465 | UCE05018 |  |  | HKR-05 | X | HKR-05 | X | HKR-05 | X
ARPF37431 | 539 | UCE05018 |  |  | HKR-08 | X | HKR-08 | X | HKR-08 | X
ARPF374316 | 558 | UCE05018 |  |  | HKR-10 | X | HKR-10 | X | HKR-10 | X
ARPF48601 | 559 | UCE05018 |  |  | HKR-05C | X | HKR-05C | X | HKR-05C | X |  | MBE Variable Speed Blowers
ARPF486016 | 559 | UCE05018 |  |  | HKR-08C | X | HKR-08C | X | HKR-08C | X |  | Heat Kits | 1200 | 1600 | 2000
ARUF172916 | 290 | UCE05018 |  |  | HKR-10C | X | HKR-10C | X | HKR-10C | X |  | HKR-03
ARUF18241 | 297 | UCE05018 |  |  |  |  | HKR-15C | X | HKR-15C | X |  | HKR-05
ARUF182416 | 297 | UCE05018 | [6 empty] | HKR-20C | X |  | HKR-08 | X
ARUF193116 | 414 | UCE05018 | [6 empty] | HKR-21C | X |  | HKR-10 | X | X | X
ARUF30301 | 344 | UCE05018 | [9 empty] | HKR-05C
ARUF303016 | 344 | UCE05018 | [9 empty] | HKR-08C | X
ARUF363616 | 400 | UCE05018 | [9 empty] | HKR-10C | X | X | X
ARUF36421 | 423 | UCE05018 | [9 empty] | HKR-15C | X | X | X
ARUF364216 | 423 | UCE05018 |  |  | GPC / GPH Package Units | [6 empty] | HKR-20C |  |  | X
ARUF374316 | 514 | UCE05018 |  |  | Heat Kits | 24 | 30 | 36 | 42 | 48 | 60 | HKR-21C
ARUF48601 | 516 | UCE05018 |  |  | HKR-05 | X | X | X | X | X | X | HKR3-15
ARUF486016 | 516 | UCE05018 |  |  | HKR-08 | X | X | X | X | X | X | HKR3-20
ASPF183016 | 485 | UCE05018 |  |  | HKR-10 | X | X | X | X | X | X
ASPF303616 | 592 | UCE05018 |  |  | HKR-05C | X | X | X | X | X | X
ASPF426016 | 659 | UCE05018 |  |  | HKR-08C | X | X | X | X | X | X
CAPF1824A6 | 142 | UCE05018 |  |  | HKR-10C | X | X | X | X | X | X
CAPF1824B6 | 146 | UCE05018 |  |  | HKR-15C |  | X | X | X | X | X
CAPF1824C6 | 166 | UCE05018 |  |  | HKR-20C |  |  |  | X | X | X
CAPF3030A6 | 178 | UCE05018
CAPF3030B6 | 179 | UCE05018
CAPF3030C6 | 181 | UCE05018
CAPF3030D6 | 191 | UCE05018
CAPF3131B6 | 174 | UCE05018
CAPF3131C6 | 179 | UCE05018
CAPF3636A6 | 197 | UCE05018
CAPF3636B6 | 199 | UCE05018
CAPF3636C6 | 211 | UCE05018
CAPF3636D6 | 215 | UCE05018
CAPF3642C6 | 242 | UCE05018
CAPF3642D6 | 245 | UCE05018
CAPF3743C6 | 271 | UCE05018
CAPF3743D6 | 275 | UCE05018
CAPF4860C6 | 283 | UCE05018
CAPF4860D6 | 281 | UCE05018
CAPF4961C6 | 318 | UCE05018
CAPF4961D6 | 316 | UCE05018
CAUF1824A6 | 118 | UCE05018
CAUF1824B6 | 121 | UCE05018
CAUF1824C6 | 132 | UCE05018
CAUF3030A6 | 142 | UCE05018
CAUF3030B6 | 144 | UCE05018
CAUF3030C6 | 155 | UCE05018
CAUF3030D6 | 162 | UCE05018
CAUF3131B6 | 144 | UCE05018
CAUF3131C6 | 159 | UCE05018
CAUF3636A6 | 164 | UCE05018
CAUF3636B6 | 166 | UCE05018
CAUF3636C6 | 175 | UCE05018
CAUF3636D6 | 201 | UCE05018
CAUF3642C6 | 210 | UCE05018
CAUF3642D6 | 215 | UCE05018
CAUF3743C6 | 236 | UCE05018
CAUF3743D6 | 241 | UCE05018
CAUF4860C6 | 255 | UCE05018
CAUF4860D6 | 246 | UCE05018
CAUF4961C6 | 286 | UCE05018
CAUF4961D6 | 276 | UCE05018
CHPF1824A6 | 164 | UCE05018
CHPF2430B6 | 195 | UCE05018
CHPF3636B6 | 197 | UCE05018
CHPF3642C6 | 221 | UCE05018
CHPF3642D6 | 246 | UCE05018
CHPF3743C6 | 233 | UCE05018
CHPF3743D6 | 259 | UCE05018
CHPF4860D6 | 278 | UCE05018
CHTF1824A6 | 237 | UCE05018
CHTF2430B6 | 277 | UCE05018
CHTF3636B6 | 302 | UCE05018
CHTF3642C6 | 322 | UCE05018
CHTF3642D6 | 347 | UCE05018
CHTF4860D6 | 418 | UCE05018
CSCF1824N6 | 153 | UCE05018
CSCF3036N6 | 191 | UCE05018
CSCF3642N6 | 215 | UCE05018
CSCF4860N6 | 266 | UCE05018
HKCB20-3 | 357 | UCE05018
HKCB20-4 | 308 | UCE05018
HKCB30-3 | 512 | UCE05018
HKCB30-4 | 370 | UCE05018
HKCB40-3 | 395 | UCE05018
HKCB40-4 | 397 | UCE05018
HKR-03 | 29 | UCE05018
HKR-05 | 31 | UCE05018
HKR-05C | 38 | UCE05018
HKR-06 | 38 | UCE05018
HKR-08 | 39 | UCE05018
HKR-08C | 48 | UCE05018
HKR-10 | 40 | UCE05018
HKR-10C | 50 | UCE05018
HKR-15C | 84 | UCE05018
HKR-20C | 89 | UCE05018
HKR-21C | 86 | UCE05018
HKR3-15 | 94 | UCE05018
HKR3-20 | 100 | UCE05018
MBE1200AA-1 | 382 | UCE05018
MBE1600AA-1 | 409 | UCE05018
MBE2000AA-1 | 438 | UCE05018
MBR0800AA-1 | 180 | UCE05018
MBR1200AA-1 | 192 | UCE05018
MBR1600AA-1 | 207 | UCE05018
MBR2000AA-1 | 219 | UCE05018
PCC090-3 | 2917 | UCE05018
PCC090-4 | 2979 | UCE05018
PCC120-3 | 3646 | UCE05018
PCC120-4 | 3708 | UCE05018
PGC090195-3 | 3457 | UCE05018
PGC090195-4 | 3516 | UCE05018
PGC120225-3 | 4100 | UCE05018
PGC120225-4 | 4158 | UCE05018
TX2N2 | 41 | UCE05018
TX2N4 | 41 | UCE05018
TX3N2 | 41 | UCE05018
TX3N4 | 41 | UCE05018
TX5N2 | 41 | UCE05018
TX5N4 | 41 | UCE05018
A120-00-5 | 1167 | UGE05018
A24-00-2R | 204 | UGE05018
A36-00-2R | 214 | UGE05018
A48-00-2R | 273 | UGE05018
A60-00-2R | 310 | UGE05018
A90-00-2 | 1074 | UGE05018
ABK-20 | 25.92 | UGE05018
ACNF18001 | 214 | UGE05018
ACNF18051 | 236 | UGE05018
ACNF18061 | 246 | UGE05018
ACNF18081 | 248 | UGE05018
ACNF24001 | 250 | UGE05018
ACNF24051 | 271 | UGE05018
ACNF24061 | 277 | UGE05018
ACNF24081 | 282 | UGE05018
ACNF24101 | 286 | UGE05018
ACNF30001 | 266 | UGE05018
ACNF30051 | 285 | UGE05018
ACNF30061 | 294 | UGE05018
ACNF30081 | 301 | UGE05018
ACNF30101 | 306 | UGE05018
AWUF18051 | 234 | UGE05018
AWUF18081 | 242 | UGE05018
AWUF24051 | 247 | UGE05018
AWUF24081 | 252 | UGE05018
AWUF24101 | 259 | UGE05018
AWUF30051 | 282 | UGE05018
AWUF30081 | 288 | UGE05018
AWUF30101 | 296 | UGE05018
AWUF36051 | 283 | UGE05018
AWUF36081 | 298 | UGE05018
AWUF36101 | 300 | UGE05018
CE090-5A | 2029 | UGE05018
CE120-5A | 2199 | UGE05018
CKF24-2 | 520 | UGE05018
CKF36-2 | 580 | UGE05018
CKF36-5 | 641 | UGE05018
CKF48-5 | 493 | UGE05018
CKF60-5 | 555 | UGE05018
CKL090-3 | 1761 | UGE05018
CKL090-4 | 1801 | UGE05018
CKL120-3 | 1985 | UGE05018
CKL120-4 | 2012 | UGE05018
CKL18-1 | 341 | UGE05018
CKL24-1 | 361 | UGE05018
CKL30-1 | 396 | UGE05018
CKL36-1 | 427 | UGE05018
CKL36-3 | 531 | UGE05018
CKL42-1 | 533 | UGE05018
CKL49-1 | 561 | UGE05018
CKL49-3 | 605 | UGE05018
CKL60-1 | 658 | UGE05018
CKL60-3 | 695 | UGE05018
CKL60-4 | 701 | UGE05018
CKL62-1 | 713 | UGE05018
CKLB18-1 | 289 | UGE05018
CKLB24-1 | 300 | UGE05018
CKLB30-1 | 330 | UGE05018
CKLB36-1 | 354 | UGE05018
CPKF24-2 | 451 | UGE05018
CPKF36-2 | 542 | UGE05018
CPKF36-5 | 583 | UGE05018
CPKF42-5 | 633 | UGE05018
CPKF48-2 | 690 | UGE05018
CPKF48-5 | 704 | UGE05018
CPKF60-5 | 739 | UGE05018
CPKF61-5 | 794 | UGE05018
CPRT24-1 | 732 | UGE05018
CPRT30-1 | 821 | UGE05018
CPRT36-1 | 892 | UGE05018
CPRT42-1 | 947 | UGE05018
CPRT48-1 | 1054 | UGE05018
CPRT60-1 | 1255 | UGE05018
CRT18-1 | 549 | UGE05018
CRT24-1 | 573 | UGE05018
CRT30-1 | 596 | UGE05018
CRT36-1 | 638 | UGE05018
CRT42-1 | 722 | UGE05018
CRT48-1 | 814 | UGE05018
CRT60-1 | 944 | UGE05018
GCH90453BX | 588 | UGE05018
GCH90703BX | 610 | UGE05018
GCH90704CX | 641 | UGE05018
GCH90904CX | 737 | UGE05018
GCH90905DX | 774 | UGE05018
GCH91155DX | 816 | UGE05018
GCS90453BX | 560 | UGE05018
GCS90703BX | 581 | UGE05018
GCS90904CX | 701 | UGE05018
GCS91155DX | 776 | UGE05018
GCV90704CX | 987 | UGE05018
GCV90905DX | 1143 | UGE05018
GCV91155DX | 1265 | UGE05018
GDH80453AX | 373 | UGE05018
GDH80703AX | 428 | UGE05018
GDH80904BX | 497 | UGE05018
GDH81155CX | 536 | UGE05018
GDS80453AN | 342 | UGE05018
GDS80453AX | 345 | UGE05018
GDS80703AN | 392 | UGE05018
GDS80703AX | 396 | UGE05018
GDS80904BN | 438 | UGE05018
GDS80904BX | 459 | UGE05018
GDS81155CN | 450 | UGE05018
GDS81155CX | 450 | UGE05018
GHS80453AN | 353 | UGE05018
GHS80453AX | 353 | UGE05018
GHS80704BN | 437 | UGE05018
GHS80704BX | 437 | UGE05018
GHS80905CN | 490 | UGE05018
GHS80905CX | 490 | UGE05018
GKS90453BX | 544 | UGE05018
GKS90703BX | 564 | UGE05018
GKS90704CX | 593 | UGE05018
GKS90904CX | 681 | UGE05018
GKS90905DX | 716 | UGE05018
GKS91155DX | 754 | UGE05018
GME80704BX | 600 | UGE05018
GME80905CX | 650 | UGE05018
GME81155CX | 688 | UGE05018
GMH80453AN | 367 | UGE05018
GMH80453AX | 371 | UGE05018
GMH80703AN | 390 | UGE05018
GMH80703AX | 397 | UGE05018
GMH80704BN | 403 | UGE05018
GMH80704BX | 406 | UGE05018
GMH80903BN | 419 | UGE05018
GMH80904BN | 434 | UGE05018
GMH80904BX | 440 | UGE05018
GMH80905CN | 454 | UGE05018
GMH80905CX | 460 | UGE05018
GMH81155CN | 485 | UGE05018
GMH81155CX | 504 | UGE05018
GMH81405DN | 558 | UGE05018
GMH81405DX | 563 | UGE05018
GMH950453BX | 640 | UGE05018
GMH950703BX | 666 | UGE05018
GMH950704CX | 699 | UGE05018
GMH950904CX | 802 | UGE05018
GMH950905DX | 844 | UGE05018
GMH951155DX | 889 | UGE05018
GMP050-32 | 345 | UGE05018
GMP075-32 | 388 | UGE05018
GMP100-42 | 445 | UGE05018
GMP125-52 | 461 | UGE05018
GMP150-52 | 477 | UGE05018
GMS80453AN | 340 | UGE05018
GMS80453AX | 343 | UGE05018
GMS80703AN | 361 | UGE05018
GMS80703AX | 366 | UGE05018
GMS80704BN | 373 | UGE05018
GMS80704BX | 376 | UGE05018
GMS80903BN | 386 | UGE05018
GMS80904BN | 402 | UGE05018
GMS80904BX | 406 | UGE05018
GMS80905CN | 420 | UGE05018
GMS80905CX | 425 | UGE05018
GMS81155CN | 448 | UGE05018
GMS81155CX | 465 | UGE05018
GMS81405DN | 515 | UGE05018
GMS81405DX | 520 | UGE05018
GMS90453BX | 560 | UGE05018
GMS90703BX | 581 | UGE05018
GMS90904CX | 701 | UGE05018
GMS91155DX | 776 | UGE05018
GMS950453BX | 609 | UGE05018
GMS950703BX | 635 | UGE05018
GMS950704CX | 666 | UGE05018
GMS950904CX | 764 | UGE05018
GMS950905DX | 803 | UGE05018
GMS951155DX | 846 | UGE05018
GMV80703BX | 663 | UGE05018
GMV80704BX | 666 | UGE05018
GMV80905CX | 722 | UGE05018
GMV81155CX | 764 | UGE05018
GMV90703BX | 896 | UGE05018
GMV90704CX | 906 | UGE05018
GMV90904CX | 1092 | UGE05018
GMV90905CX | 1099 | UGE05018
GMV90905DX | 1099 | UGE05018
GMV91155DX | 1186 | UGE05018
GMV950453BX | 901 | UGE05018
GMV950704CX | 939 | UGE05018
GMV950905DX | 1154 | UGE05018
GMV951155DX | 1244 | UGE05018
GPC1324H21 | 1003 | UGE05018
GPC1330H21 | 1030 | UGE05018
GPC1336H21 | 1082 | UGE05018
GPC1336M21 | 1371 | UGE05018
GPC1336M23 | 1620 | UGE05018
GPC1342H21 | 1219 | UGE05018
GPC1348H21 | 1411 | UGE05018
GPC1348M21 | 1651 | UGE05018
GPC1348M23 | 1950 | UGE05018
GPC1360H21 | 1606 | UGE05018
GPC1360M21 | 1812 | UGE05018
GPC1360M23 | 2166 | UGE05018
GPG10360903 | 1371 | UGE05018
GPG10480903 | 1480 | UGE05018
GPG10600903 | 1651 | UGE05018
GPG10601403 | 1791 | UGE05018
GPG10601404 | 1786 | UGE05018
GPG13240451 | 1239 | UGE05018
GPG13240701 | 1252 | UGE05018
GPG13300451 | 1283 | UGE05018
GPG13300701 | 1320 | UGE05018
GPG13360451 | 1388 | UGE05018
GPG13360701 | 1456 | UGE05018
GPG13360901 | 1469 | UGE05018
GPG13360903 | 1651 | UGE05018
GPG13360904 | 1708 | UGE05018
GPG13420701 | 1528 | UGE05018
GPG13420901 | 1553 | UGE05018
GPG13480701 | 1751 | UGE05018
GPG13480901 | 1787 | UGE05018
GPG13480903 | 2008 | UGE05018
GPG13480904 | 2553 | UGE05018
GPG13481151 | 1875 | UGE05018
GPG13600901 | 2123 | UGE05018
GPG13600903 | 2379 | UGE05018
GPG13600904 | 2638 | UGE05018
GPG13601151 | 2147 | UGE05018
GPG13601401 | 2168 | UGE05018
GPG13601403 | 2432 | UGE05018
GPG13601404 | 2659 | UGE05018
GPG152407041 | 1765 | UGE05018
GPG153609041 | 1998 | UGE05018
GPG154811541 | 2512 | UGE05018
GPG156014041 | 2645 | UGE05018
GPH1324H21 | 1230 | UGE05018
GPH1324M21 | 1377 | UGE05018
GPH1330H21 | 1325 | UGE05018
GPH1330M21 | 1488 | UGE05018
GPH1336H21 | 1367 | UGE05018
GPH1336M21 | 1600 | UGE05018
GPH1336M23 | 1920 | UGE05018
GPH1336M24 | 2113 | UGE05018
GPH1342H21 | 1494 | UGE05018
GPH1348H21 | 1538 | UGE05018
GPH1348M21 | 1875 | UGE05018
GPH1348M23 | 2250 | UGE05018
GPH1348M24 | 2476 | UGE05018
GPH1360H21 | 1781 | UGE05018
GPH1360M21 | 2048 | UGE05018
GPH1360M23 | 2458 | UGE05018
GPH1360M24 | 2704 | UGE05018
GPH1524M41 | 1763 | UGE05018
GPH1536M41 | 2048 | UGE05018
GPH1548M41 | 2400 | UGE05018
GPH1560M41 | 2622 | UGE05018
GSC100903 | 1920 | UGE05018
GSC100904 | 1963 | UGE05018
GSC101203 | 2164 | UGE05018
GSC101204 | 2194 | UGE05018
GSC130181 | 571 | UGE05018
GSC130241 | 596 | UGE05018
GSC130301 | 620 | UGE05018
GSC130361 | 664 | UGE05018
GSC130363 | 764 | UGE05018
GSC130421 | 751 | UGE05018
GSC130481 | 847 | UGE05018
GSC130483 | 975 | UGE05018
GSC130484 | 983 | UGE05018
GSC130601 | 982 | UGE05018
GSC130603 | 1130 | UGE05018
GSC130604 | 1140 | UGE05018
GSC140181 | 676 | UGE05018
GSC140241 | 694 | UGE05018
GSC140301 | 712 | UGE05018
GSC140361 | 776 | UGE05018
GSC140421 | 870 | UGE05018
GSC140481 | 941 | UGE05018
GSC140601 | 1117 | UGE05018
GSH100903 | 2580 | UGE05018
GSH100904 | 2648 | UGE05018
GSH101203 | 3122 | UGE05018
GSH101204 | 3190 | UGE05018
GSH130181 | 731 | UGE05018
GSH130191 | 829 | UGE05018
GSH130241 | 762 | UGE05018
GSH130251 | 837 | UGE05018
GSH130301 | 854 | UGE05018
GSH130311 | 944 | UGE05018
GSH130361 | 928 | UGE05018
GSH130363 | 1068 | UGE05018
GSH130421 | 985 | UGE05018
GSH130481 | 1097 | UGE05018
GSH130483 | 1262 | UGE05018
GSH130484 | 1272 | UGE05018
GSH130601 | 1306 | UGE05018
GSH130603 | 1502 | UGE05018
GSH130604 | 1515 | UGE05018
GSH140181 | 865 | UGE05018
GSH140241 | 882 | UGE05018
GSH140301 | 981 | UGE05018
GSH140361 | 1087 | UGE05018
GSH140421 | 1200 | UGE05018
GSH140481 | 1293 | UGE05018
GSH140601 | 1541 | UGE05018
GSX130181 | 645 | UGE05018
GSX130241 | 673 | UGE05018
GSX130301 | 700 | UGE05018
GSX130361 | 750 | UGE05018
GSX130421 | 848 | UGE05018
GSX130481 | 956 | UGE05018
GSX130601 | 1109 | UGE05018
GSZ130181 | 783 | UGE05018
GSZ130241 | 816 | UGE05018
GSZ130301 | 915 | UGE05018
GSZ130361 | 994 | UGE05018
GSZ130421 | 1055 | UGE05018
GSZ130481 | 1175 | UGE05018
GSZ130601 | 1398 | UGE05018
HK05-1 | 57 | UGE05018
HK05-3 | 71 | UGE05018
HK08-1 | 70 | UGE05018
HK10-1 | 71 | UGE05018
HK10-3 | 81 | UGE05018
HK15-1 | 100 | UGE05018
HK15-3 | 90 | UGE05018
HK15-4 | 81 | UGE05018
HK20-1 | 122 | UGE05018
HK20-3 | 101 | UGE05018
HK20-4 | 97 | UGE05018
KF-25GW/AA | 212 | UGE05018
KF-25GW/AGX1C | 249 | UGE05018
KF-25GW/EC | 207 | UGE05018
KF-32GW/AA | 245 | UGE05018
KF-32GW/EC | 240 | UGE05018
KF-35GW/AGX1C | 277 | UGE05018
KF-51GW/A | 349 | UGE05018
KF-51GW/BC | 331 | UGE05018
KF-51GW/BGX1C | 382 | UGE05018
KF-70GW/AA | 475 | UGE05018
KF-70GW/AX1C | 513 | UGE05018
KF-70GW/BC | 469 | UGE05018
KFR-25GW/AA | 219 | UGE05018
KFR-25GW/AGX1C | 259 | UGE05018
KFR-25GW/EC | 212 | UGE05018
KFR-32GW/AA | 259 | UGE05018
KFR-32GW/AC | 254 | UGE05018
KFR-35GW/AGX1C | 287 | UGE05018
KFR-51GW/A | 363 | UGE05018
KFR-51GW/BC | 350 | UGE05018
KFR-51GW/BGX1C | 404 | UGE05018
KFR-70GW/AA | 494 | UGE05018
KFR-70GW/AC | 493 | UGE05018
KFR-70GW/AX1C | 531 | UGE05018
MSG12CRN1N | 217 | UGE05018
MSG12CRN1W | 433 | UGE05018
MSG12HRN1N | 223 | UGE05018
MSG12HRN1W | 446 | UGE05018
MSG18CRN1N | 275 | UGE05018
MSG18CRN1W | 549 | UGE05018
MSG18HRN1N | 286 | UGE05018
MSG18HRN1W | 572 | UGE05018
MSG24CRN1N | 355 | UGE05018
MSG24CRN1W | 709 | UGE05018
MSG24HRN1N | 367 | UGE05018
MSG24HRN1W | 733 | UGE05018
PC048-5 | 1085 | UGE05018
PC060-5 | 1104 | UGE05018
PCB090-5 | 2400 | UGE05018
PCB120-5 | 3115 | UGE05018
PCB180-5 | 5923 | UGE05018
PGB090210-5 | 5354 | UGE05018
PGB120245-5 | 3932 | UGE05018
PGB180245-5 | 4645 | UGE05018
PH060-5 | 1289 | UGE05018
SSX140181 | 783 | UGE05018
SSX140241 | 803 | UGE05018
SSX140301 | 824 | UGE05018
SSX140361 | 899 | UGE05018
SSX140421 | 1008 | UGE05018
SSX140481 | 1088 | UGE05018
SSX140601 | 1294 | UGE05018
SSX160241 | 933 | UGE05018
SSX160361 | 1044 | UGE05018
SSX160481 | 1265 | UGE05018
SSX160601 | 1503 | UGE05018
SSZ140181 | 976 | UGE05018
SSZ140241 | 996 | UGE05018
SSZ140301 | 1108 | UGE05018
SSZ140361 | 1228 | UGE05018
SSZ140421 | 1354 | UGE05018
SSZ140481 | 1460 | UGE05018
SSZ140601 | 1739 | UGE05018
SSZ160241 | 1280 | UGE05018
SSZ160361 | 1578 | UGE05018
SSZ160481 | 1877 | UGE05018
SSZ160601 | 2236 | UGE05018

## SSX16 - MBE
SSX16 410a Air Conditioner Split Systems - 15.5 -16 Seer w/ Variable Speed
Variable Speed - Two Piece Systems - MBE Blowers
UGE05018
|  | Coil |  |  | ARI Number
Condenser | Blower | Direction | Heat Kit / Kw | Performance Data | TXV / db Rating
2 Ton | [7 empty] | SSX160241
SSX160241 | MBE1600AA-1 | CAPF3636C6 | HKR-05 | 16 SEER 24,000 BTUh / 13.5 EER | 1047138 | TOTAL |  |  | 2 | HKR-05
933 | 409 | 211 | 31 | Sensible 18,240 BTUh | TXV | 1625
TX2N4 | 41 | VERTICAL | TXV REQUIRED FOR THIS MATCH-UP |  | 73.5
3 Ton | [6 empty] | Heat for | SSX160361
SSX160361 | MBE2000AA-1 | CAPF4860D6 | HKR-08 | 16 SEER 35,000 BTUh / 13.5 EER | 1047180 | TOTAL |  |  | 3 | HKR-08
1044 | 438 | 281 | 39 | Sensible 27,650 BTUh | TXV | 1843
TX3N4 | 41 | VERTICAL | TXV REQUIRED FOR THIS MATCH-UP |  | 73.5
SSX160361 | MBE2000AA-1 | CHPF4860D6 | HKR-08 | 16 SEER 35,000 BTUh / 13.5 EER | 1047178 | TOTAL |  |  | 3 | HKR-08
1044 | 438 | 278 | 39 | Sensible 27,650 BTUh | TXV | 1840
TX3N4 | 41 | HORIZONTAL | TXV REQUIRED FOR THIS MATCH-UP |  | 73.5
4 Ton | [6 empty] | Heat for | SSX160481
SSX160481 | MBE2000AA-1 | CAPF4860D6 | HKR-10 | 16 SEER 47,000 BTUh / 13.0 EER | 1047193 | TOTAL |  |  | 4 | HKR-10
1265 | 438 | 281 | 40 | Sensible 35,250 BTUh | TXV | 2065
TX5N4 | 41 | VERTICAL | TXV REQUIRED FOR THIS MATCH-UP |  | 73.5
SSX160481 | MBE2000AA-1 | CHPF4860D6 | HKR-10 | 16 SEER 47,000 BTUh / 13.2 EER | 1047184 | TOTAL |  |  | 4 | HKR-10
1265 | 438 | 278 | 40 | Sensible 35,250 BTUh | TXV | 2062
TX5N4 | 41 | HORIZONTAL | TXV REQUIRED FOR THIS MATCH-UP |  | 73.5
5 Ton | [6 empty] | Heat for | SSX160601
SSX160601 | MBE2000AA-1 | CAPF4860D6 | HKR-10 | 16 SEER 57,000 BTUh / 12.0 EER | 1047196 | TOTAL |  |  | 4 | HKR-10
1503 | 438 | 281 | 40 | Sensible 42,750 BTUh | TXV | 2303
TX5N4 | 41 | VERTICAL | TXV REQUIRED FOR THIS MATCH-UP |  | 73.5
SSX160601 | MBE2000AA-1 | CHPF4860D6 | HKR-10 | 15.5 SEER 57,000 BTUh / 11.5 EER | 1047199 | TOTAL |  |  | 4 | HKR-10
1503 | 438 | 278 | 40 | Sensible 42,750 BTUh | TXV | 2300
TX5N4 | 41 | HORIZONTAL | TXV REQUIRED FOR THIS MATCH-UP |  | 73.5
Please see Heaters page for Heaters for MBE Variable Speed Blowers
► Don’t forget to order Hurricane Anchor kits - Each kit is good for 5 Condensers "ABK-20" |  |  |  |  | ABK-20 | 25.92
► "Limited Lifetime" Compressor and 10 Year Parts Warranty on SSX16 Condensers
► 10 Year Parts Warranty on MBE Blowers and Coils (Limitations Apply)
▲ Air Handler Evap. Coil takes on the parts warranty of the matched Goodman Condenser
Model | Nominal Cooling Capacity (BTU/h) | MOD* (amps) | Shipping Weight | Dimensions | Service Valve
|  |  |  | W x D x H | Liquid | Suction
SSX160241A | 24000 | 30 | 282 | 29" x 29" x 38¼" | 3/8" | 3/4"
SSX160361A | 34600 | 30 | 282 | 29" x 29" x 38¼" | 3/8" | 3/4"
SSX160481A | 48000 | 40 | 282 | 35½" x 35½" x 38¼" | 3/8" | 7/8"
SSX160601A | 60000 | 50 | 296 | 35½" x 35½" x 38¼" | 3/8" | 7/8"
Blower Model | CFM @ 0.3” ESP | Cabinet | Shipping | Dimensions | Electrical
| High / Low | Size | Weight (lbs) | W x D x H | Motor | MOD* (amps)
MBE1200AA-1 | 1200 / 600 | B | 72 | 17½" x 21" x 26" | ½ hp | 15
MBE1600AA-1 | 1600 / 1200 | C | 82 | 21" x 21" x 30" | ¾ hp | 15
MBE2000AA-1 | 2000 / 1200 | D | 94 | 24½" x 21" x 30" | ¾ hp | 15
Coil Model | Nominal | Cabinet | Shipping | Dimensions | Connections
| Tonnage | Size | Weight (lbs) | W x D x H | Liquid | Suction
CAPF3636C6 | 3 | C | 65 | 21" x 21" x 26" | 3/8" | 7/8"
CAPF4860D6 | 4-5 | D | 75 | 24½" x 21" x 30" | 3/8" | 7/8"
CHPF4860D6 | 4-5 | D | 70 | 21 1/8" x 26" x 24½" | 3/8" | 7/8"

## SSX16 - AEPF16B
SSX16 410a Air Conditioner Split Systems - 15.5 -16 Seer w/ Variable Speed
Factory Sealed - Variable Speed - Revised AEPF*16B (Flowrater) Air Handlers
UGE05018
Revised Heat Kit Ratings Plate
ARI Number
Condenser | Air Handler | Heat Kit / Kw | Performance Data | TXV / db Rating
2 Ton | [6 empty] | SSX160241
SSX160241 | AEPF303616 | HKR-05 | 16 SEER 24,000 BTUh / 13.5 EER | 1285143 | TOTAL |  |  | 1 | HKR-05
933 | 688 | 31 | Sensible 18,240 BTUh | TXV | 1693
TX2N4 | 41 | TXV REQUIRED FOR THIS MATCH-UP |  | 73.5
3 Ton | [5 empty] | Heat for | SSX160361
SSX160361 | AEPF426016 | HKR-08 | 16 SEER 34,600 BTUh / 13.2 EER | 1277837 | TOTAL |  |  | 2 | HKR-08
1044 | 765 | 39 | Sensible 27,334 BTUh | TXV | 1889
TX3N4 | 41 | TXV REQUIRED FOR THIS MATCH-UP |  | 73.5
4 Ton | [5 empty] | Heat for | SSX160481
SSX160481 | AEPF426016 | HKR-10 | 16 SEER 46,000 BTUh / 13.0 EER | 1277838 | TOTAL |  |  | 3 | HKR-10
1265 | 765 | 40 | Sensible 34,500 BTUh | TXV | 2111
TX5N4 | 41 | TXV REQUIRED FOR THIS MATCH-UP |  | 73.5
5 Ton | [5 empty] | Heat for | SSX160601
SSX160601 | AEPF426016 | HKR-10 | 15.5 SEER 57,000 BTUh / 12.0 EER | 1277839 | TOTAL |  |  | 3 | HKR-10
1503 | 765 | 40 | Sensible 42,750 BTUh | TXV | 2349
TX5N4 | 41 | TXV REQUIRED FOR THIS MATCH-UP |  | 73.5
Please see Heaters page for Heaters for ARUF / ARPF / AEPF / ASPF Air Handlers
► Don’t forget to order Hurricane Anchor kits - Each kit is good for 5 Condensers "ABK-20" |  |  |  | ABK-20 | 25.92
► "Limited Lifetime" Compressor and 10 Year Parts Warranty on SSX16 Condensers
► 10 Year Parts Warranty on AEPF Air Handlers (Limitations Apply)
▲ Air Handler Evap. Coil takes on the parts warranty of the matched Goodman Condenser
Model | Nominal Cooling Capacity (BTU/h) | MOD* (amps) | Dimensions | Service Valve
|  |  | W x D x H | Liquid | Suction
SSX160241A | 24000 | 30 | 29" x 29" x 38¼" | 3/8" | 3/4"
SSX160361A | 34600 | 30 | 29" x 29" x 38¼" | 3/8" | 3/4"
SSX160481A | 48000 | 40 | 35½" x 35½" x 38¼" | 3/8" | 7/8"
SSX160601A | 60000 | 50 | 35½" x 35½" x 38¼" | 3/8" | 7/8"
Model | Nominal Ratings |  | Dimensions | Service Valve
| Cooling (BTU/h) | CFM @ 0.3” ESP | W x D x H | Liquid | Suction
High / Low
AEPF183016B | 18,000 - 30,000 | 1200 / 600 | 19½” x 22” x 46¾” | ⅜” | ¾”
AEPF303616B | 30,000 - 36,000 | 1300 / 1200 | 22” x 24” x 53¼” | ⅜” | ⅞”
AEPF426016B | 42,000 - 60,000 | 2000 / 1200 | 22” x 24” x 53¼” | ⅜” | ⅞”

## SSX16 - ASPF
SSX16 410a Air Conditioner Split Systems / 15.5 - 16 Seer w/ EEM Motor
Factory Sealed - EEM Motor High Efficiency - ASPF (Flowrater) Air Handlers
UGE05018
ARI Number
Condenser | Air Handler | Heat Kit / Kw | Performance Data | TXV / db Rating
2 Ton | [6 empty] | SSX160241
SSX160241 | ASPF303616 | HKR-05 | 16 SEER 24,000 BTUh / 13.0 EER | 1291791 | TOTAL |  |  | 1 | HKR-05
933 | 592 | 31 | Sensible 18,240 BTUh | TXV | 1597
TX2N4 | 41 | TXV REQUIRED FOR THIS MATCH-UP |  | 73.5
3 Ton | [5 empty] | Heat for | SSX160361
SSX160361 | ASPF426016 | HKR-08 | 16 SEER 34,600 BTUh / 13.0 EER | 1291792 | TOTAL |  |  | 2 | HKR-08
1044 | 659 | 39 | Sensible 27,334 BTUh | TXV | 1783
TX3N4 | 41 | TXV REQUIRED FOR THIS MATCH-UP |  | 73.5
4 Ton | [5 empty] | Heat for | SSX160481
SSX160481 | ASPF426016 | HKR-10 | 15.5 SEER 46,000 BTUh / 12.5 EER | 1291793 | TOTAL |  |  | 3 | HKR-10
1265 | 659 | 40 | Sensible 34,500 BTUh | TXV | 2005
TX5N4 | 41 | TXV REQUIRED FOR THIS MATCH-UP |  | 73.5
5 Ton - "Not Available" at this time
Please see Heaters page for Heaters for ARUF / ARPF / AEPF / ASPF Air Handlers
► Don’t forget to order Hurricane Anchor kits - Each kit is good for 5 Condensers "ABK-20" |  |  |  | ABK-20 | 25.92
► "Limited Lifetime" Compressor and 10 Year Parts Warranty on SSX16 Condensers
► 10 Year Parts Warranty on ASPF Air Handlers (Limitations Apply)
▲ Air Handler Evap. Coil takes on the parts warranty of the matched Goodman Condenser
Model | Nominal Cooling Capacity (BTU/h) | MOD* (amps) | Dimensions | Service Valve
|  |  | W x D x H | Liquid | Suction
SSX160241A | 24000 | 30 | 29" x 29" x 38¼" | 3/8" | 3/4"
SSX160361A | 34600 | 30 | 29" x 29" x 38¼" | 3/8" | 3/4"
SSX160481A | 48000 | 40 | 35½" x 35½" x 38¼" | 3/8" | 7/8"
SSX160601A | 60000 | 50 | 35½" x 35½" x 38¼" | 3/8" | 7/8"
Model | Nominal Ratings |  | Dimensions | Service Valve
| Cooling (BTU/h) | CFM @ 0.3” ESP | W x D x H | Liquid | Suction
5 / 4 / 3 / 2 / 1
ASPF183016 | 18,000 - 30,000 | 1085 / 1015 / 850 / 765 / 650 | 19½” x 22” x 46¾” | ⅜” | ¾”
ASPF303616 | 30,000 - 36,000 | 1350 / 1195 / 1020 / 795 / 600 | 22” x 24” x 53¼” | ⅜” | ⅞”
ASPF426016 | 42,000 - 60,000 | 2000 / 1810 / 1555 / 1325 / 1040 | 22” x 24” x 53¼” | ⅜” | ⅞”

## SSX14 - ARUF
SSX14 410a Air Conditioner Split Systems - 14 Seer
ARUF Air Handlers - Multiposition - Multi Speed - Flowrater Coils
UGE05018
ARI Listing
Condenser | Air Handler | Heat Kit / Kw | Performance Data | TXV / DB | System Price
1.5 Ton | [5 empty] | Heat for SSX14018 | Heaters for SSX14018 with ARUF032
SSX140181 | ARUF193116 | HKR-05 | 14 Seer 18,000 BTUh / 12.0 EER | 1180773 | TOTAL |  | 2 | HKR-05
783 | 414 | 31 | Sensible 12,780 | TXV | 1269
TX2N4 | 41 | TXV REQUIRED FOR THIS MATCH-UP |  | 70 db
2 Ton
SSX140241 | ARUF193116 | HKR-05 | 14 Seer 24,000 BTUh / 12.0 EER | 1038350 | TOTAL | Heat for SSX14024 | Heaters for SSX14024 with ARUF032
803 | 414 | 31 | Sensible 17,520 |  | 1248 |  | 2 | HKR-05
|  | TXV NOT REQUIRED FOR THIS MATCH - UP |  | 71 db
2.5 Ton
SSX140301 | ARUF193116 | HKR-05 | 14 Seer 28,800 BTUh / 12.0 EER | 1038344 | TOTAL | Heat for SSX14030 | Heaters for SSX14030 with ARUF042
824 | 414 | 31 | Sensible 21,024 |  | 1269 |  | 2 | HKR-05
|  | TXV NOT REQUIRED FOR THIS MATCH - UP |  | 72 db
3 Ton
SSX140361 | ARUF374316 | HKR-08 | 14 Seer 35,000 BTUh / 12.0 EER | 1038352 | TOTAL | Heat for SSX14036 | Heaters for SSX14036 with ARUF049
899 | 514 | 39 | Sensible 24,850 |  | 1452 |  | 4 | HKR-08
|  | TXV NOT REQUIRED FOR THIS MATCH - UP |  | 73 db
3.5 Ton
SSX140421 | ARUF374316 | HKR-10 | 14 Seer 39,500 BTUh / 12.0 EER | 1268298 | TOTAL | Heat for SSX14042 | Heaters for SSX14042 with ARUF049
1008 | 514 | 40 | Sensible 28,045 |  | 1562 |  | 5 | HKR-10
|  | TXV NOT REQUIRED FOR THIS MATCH - UP |  | 73 db
4 Ton
SSX140481 | ARUF374316 | HKR-10 | 14 Seer 46,000 BTUh / 12.0 EER | 1038338 | TOTAL | Heat for SSX14048 | Heaters for SSX14042 with ARUF049
1088 | 514 | 40 | Sensible 33,580 |  | 1642 |  | 5 | HKR-10
|  | TXV NOT REQUIRED FOR THIS MATCH - UP |  | 74 db
5 Ton
SSX140601 | ARUF374316 | HKR-10 | 13.5 Seer 57,000 BTUh / 11.5 EER | 1038340 | TOTAL | Heat for SSX14060 | Heaters for SSX14042 with ARUF049
1294 | 514 | 40 | Sensible 40,470 |  | 1848 |  | 5 | HKR-10
|  | TXV NOT REQUIRED FOR THIS MATCH - UP |  | 75 db
Please see Heaters page for Heaters for ARUF / ARPF / AEPF / ASPF Air Handlers
► Don’t forget to order Hurricane Anchor kits - Each kit is good for 5 Condensers "ABK-20" |  |  |  | ABK-20 | 25.92
► "Limited Lifetime" Compressor and 10 Year Parts Warranty on SSX14 Condensers
► 10 Year Parts Warranty on ARUF Air Handlers (Limitations Apply)
▲ Air Handler Evap. Coil takes on the parts warranty of the matched Goodman Condenser
Model | Nominal Cooling Capacity (BTU/h) | MOD* (amps) | Dimensions | Service Valve
|  |  | W x D x H | Liquid | Suction
SSX140181A | 18000 | 20 | 26" x 26" x 32¼" | 3/8" | 3/4"
SSX140241A | 24000 | 30 | 26" x 26" x 32¼" | 3/8" | 3/4"
SSX140301A | 28600 | 30 | 29" x 29" x 32¼ | 3/8" | 3/4"
SSX140361A | 34600 | 30 | 29" x 29" x 34¼ | 3/8" | 7/8"
SSX140421A | 40000 | 40 | 29" x 29" x 38¼" | 3/8" | 7/8"
SSX140481A | 45000 | 40 | 35½" x 35½" x 38¼" | 3/8" | 7/8"
SSX140601A | 56800 | 50 | 35½" x 35½" x 38¼" | 3/8" | 7/8"
Model | Nominal Ratings |  | Dimensions | Service Valve
| Cooling (BTU/h) | CFM @ 0.3” ESP | W x D x H | Liquid | Suction
High / Med / Low
ARUF17291/16 | 18,000 - 30,000 | 1025 / 790 / 570 | 15½” x 22” x 42⅛” | ⅜” | ¾”
ARUF18241/16 | 18,000 - 30,000 | 1025 / 790 / 570 | 15½” x 22” x 42⅛” | ⅜” | ¾”
ARUF19311/16 | 18,000 - 30,000 | 1025 / 780 / 545 | 19½” x 22” x 46¾” | ⅜” | ⅞”
ARUF30301/16 | 30000 | 1330 / 1230 / 980 | 19½” x 22” x 46¾” | ⅜” | ¾”
ARUF363616 | 35000 | 1230 / 1140 / 955 | 19½” x 22” x 46¾” | ⅜” | ¾”
ARUF36421/16 | 36,000 - 42,000 | 1645 / 1440 / 1275 | 22” x 24” x 53¼” | ⅜” | ⅞”
ARUF37431/16 | 36,000 - 42,000 | 1925 / 1550 / 1345 | 22” x 24” x 53¼” | ⅜” | ⅞”
ARUF48601/16 | 48,000 - 60,000 | 1985 / 1875 / 1650 | 22” x 24” x 53¼” | ⅜” | ⅞”

## SSX14 - ARPF
SSX14 410a Air Conditioner Split Systems - 14 Seer
Factory Sealed - ARPF Air Handlers - Multiposition - Multi Speed - Flowrater Coils
UGE05018
ARI Listing
Condenser | Air Handler | Heat Kit / Kw | Performance Data | TXV / DB | System Price
1.5 Ton | [5 empty] | Heat for SSX14018 | Heaters for SSX14018 with ARPF032
SSX140181 | ARPF193116 | HKR-05 | 14 Seer 18,000 BTUh / 12.0 EER | 1038355 | TOTAL |  | 2 | HKR-05
783 | 455 | 31 | Sensible 12,780 | TXV | 1310
TX2N4 | 41 | TXV REQUIRED FOR THIS MATCH-UP |  | 70
2 Ton
SSX140241 | ARPF193116 | HKR-05 | 14 Seer 24,000 BTUh / 12.0 EER | 1038343 | TOTAL | Heat for SSX14024 | Heaters for SSX14024 with ARPF032
803 | 455 | 31 | Sensible 17,520 |  | 1289 |  | 2 | HKR-05
|  | TXV NOT REQUIRED FOR THIS MATCH - UP |  | 71
2.5 Ton
SSX140301 | ARPF193116 | HKR-08 | 14 Seer 28,800 BTUh / 12.0 EER | 1038351 | TOTAL | Heat for SSX14030 | Heaters for SSX14030 with ARPF042
824 | 455 | 39 | Sensible 21,024 |  | 1318 |  | 4 | HKR-08
|  | TXV NOT REQUIRED FOR THIS MATCH - UP |  | 72
3 Ton
SSX140361 | ARPF374316 | HKR-10 | 14 Seer 35,000 BTUh / 12.0 EER | 1038349 | TOTAL | Heat for SSX14036 | Heaters for SSX14036 with ARPF049
899 | 558 | 40 | Sensible 24,850 |  | 1497 |  | 5 | HKR-10
|  | TXV NOT REQUIRED FOR THIS MATCH - UP |  | 73
3.5 Ton
SSX140421 | ARPF374316 | HKR-10 | 14 Seer 39,500 BTUh / 12.0 EER | 1268299 | TOTAL | Heat for SSX14042 | Heaters for SSX14042 with ARPF049
1008 | 558 | 40 | Sensible 28,045 |  | 1606 |  | 5 | HKR-10
|  | TXV NOT REQUIRED FOR THIS MATCH - UP |  | 73
4 Ton
SSX140481 | ARPF374316 | HKR-10 | 14 Seer 46,000 BTUh / 12.0 EER | 1038339 | TOTAL | Heat for SSX14048 | Heaters for SSX14042 with ARPF049
1088 | 558 | 40 | Sensible 33,580 |  | 1686 |  | 5 | HKR-10
|  | TXV NOT REQUIRED FOR THIS MATCH - UP |  | 74
5 Ton
SSX140601 | ARPF486016 | HKR-10 | 13.5 Seer 57,000 BTUh / 11.5 EER | 1038341 | TOTAL | Heat for SSX14060 | Heaters for SSX14042 with ARPF049
1294 | 559 | 40 | Sensible 40,470 |  | 1893 |  | 5 | HKR-10
|  | TXV NOT REQUIRED FOR THIS MATCH - UP |  | 75
Please see Heaters page for Heaters for ARUF / ARPF / AEPF / ASPF Air Handlers
► Don’t forget to order Hurricane Anchor kits - Each kit is good for 5 Condensers "ABK-20" |  |  |  | ABK-20 | 25.92
► "Limited Lifetime" Compressor and 10 Year Parts Warranty on SSX14 Condensers
► 10 Year Parts Warranty on ARPF Air Handlers (Limitations Apply)
▲ Air Handler Evap. Coil takes on the parts warranty of the matched Goodman Condenser
Model | Nominal Cooling Capacity (BTU/h) | MOD* (amps) | Dimensions | Service Valve
|  |  | W x D x H | Liquid | Suction
SSX140181A | 18000 | 20 | 26" x 26" x 32¼" | 3/8" | 3/4"
SSX140241A | 24000 | 30 | 26" x 26" x 32¼" | 3/8" | 3/4"
SSX140301A | 28600 | 30 | 29" x 29" x 32¼ | 3/8" | 3/4"
SSX140361A | 34600 | 30 | 29" x 29" x 34¼ | 3/8" | 7/8"
SSX140421A | 40000 | 40 | 29" x 29" x 38¼" | 3/8" | 7/8"
SSX140481A | 45000 | 40 | 35½" x 35½" x 38¼" | 3/8" | 7/8"
SSX140601A | 56800 | 50 | 35½" x 35½" x 38¼" | 3/8" | 7/8"
Model | Nominal Ratings |  | Dimensions | Service Valve
| Cooling (BTU/h) | CFM @ 0.3” ESP | W x D x H | Liquid | Suction
High / Med / Low
ARPF18241/16 | 18,000 - 24,000 | 1025 / 790 / 570 | 15½” x 22” x 42⅛” | ⅜” | ¾”
ARPF19311/16 | 18,000 - 30,000 | 1025 / 780 / 545 | 19½” x 22” x 46¾” | ⅜” | ⅞”
ARPF30301/16 | 30000 | 1330 / 1230 / 980 | 19½” x 22” x 46¾” | ⅜” | ¾”
ARPF363616 | 35000 | 1230 / 1140 / 955 | 19½” x 22” x 46¾” | ⅜” | ¾”
ARPF36421/16 | 36,000 - 42,000 | 1645 / 1440 / 1275 | 22” x 24” x 53¼” | ⅜” | ⅞”
ARPF37431/16 | 36,000 - 42,000 | 1925 / 1550 / 1345 | 22” x 24” x 53¼” | ⅜” | ⅞”
ARPF48601/16 | 48,000 - 60,000 | 1985 / 1875 / 1650 | 22” x 24” x 53¼” | ⅜” | ⅞”

## SSX14 - ASPF
SSX14 410a Air Conditioner Split Systems - 14.5 - 15 Seer w/ EEM Motor
Factory Sealed - EEM Motor High Efficiency - ASPF (Flowrater) Air Handlers
UGE05018
Condenser | Air Handler | Heat Kit / Kw | Performance Data / ARI Number
1.5 Ton | [5 empty] | Heat for | SSX140181
SSX140181 | ASPF183016 | HKR-05 | 15 SEER 18,000 BTUh / 12.5 EER | 1282746 | TOTAL |  |  | 1 | HKR-05
783 | 485 | 31 | Sensible 12,780 BTUh | TXV | 1340
TX2N4 | 41 | TXV REQUIRED FOR THIS MATCH-UP |  | 72 db
2 Ton | [5 empty] | Heat for | SSX140241
SSX140241 | ASPF303616 | HKR-05 | 15 SEER 24,000 BTUh / 12.5 EER | 1282747 | TOTAL |  |  | 1 | HKR-05
803 | 592 | 31 | Sensible 17,520 BTUh |  | 1426
|  | TXV NOT REQUIRED FOR THIS MATCH - UP |  | 72 db
2.5 Ton | [5 empty] | Heat for | SSX140301
SSX140301 | ASPF303616 | HKR-05 | 15 SEER 29,000 BTUh / 12.5 EER | 1282748 | TOTAL |  |  | 1 | HKR-05
824 | 592 | 31 | Sensible 21,170 BTUh |  | 1447
|  | TXV NOT REQUIRED FOR THIS MATCH - UP |  | 73 db
3 Ton | [5 empty] | Heat for | SSX140361
SSX140361 | ASPF426016 | HKR-08 | 15 SEER 34,600 BTUh / 12.5 EER | 1282749 | TOTAL |  |  | 2 | HKR-08
899 | 659 | 39 | Sensible 24,566 BTUh |  | 1597
|  | TXV NOT REQUIRED FOR THIS MATCH - UP |  | 73 db
3.5 Ton | [5 empty] | Heat for | SSX140421
SSX140421 | ASPF426016 | HKR-10 | 15 SEER 40,000 BTUh / 12.5 EER | 1268301 | TOTAL |  |  | 3 | HKR-10
1008 | 659 | 40 | Sensible 28,400 BTUh |  | 1707
|  | TXV NOT REQUIRED FOR THIS MATCH - UP |  | 75 db
4 Ton | [5 empty] | Heat for | SSX140481
SSX140481 | ASPF426016 | HKR-10 | 15 SEER 47,000 BTUh / 12.5 EER | 1282744 | TOTAL |  |  | 3 | HKR-10
1088 | 659 | 40 | Sensible 34,310 BTUh |  | 1787
|  | TXV NOT REQUIRED FOR THIS MATCH - UP |  | 75 db
5 Ton | [5 empty] | Heat for | SSX140601
SSX140601 | ASPF426016 | HKR-10 | 14.5 SEER 57,000 BTUh / 12 EER | 1282741 | TOTAL |  |  | 3 | HKR-10
1294 | 659 | 40 | Sensible 40,470 BTUh |  | 1993
|  | TXV NOT REQUIRED FOR THIS MATCH - UP |  | 76 db
Please see Heaters page for Heaters for ARUF / ARPF / AEPF / ASPF Air Handlers
► Don’t forget to order Hurricane Anchor kits - Each kit is good for 5 Condensers "ABK-20" |  |  |  | ABK-20 | 25.92
► "Limited Lifetime" Compressor and 10 Year Parts Warranty on SSX14 Condensers
► 10 Year Parts Warranty on ASPF Air Handlers (Limitations Apply)
▲ Air Handler Evap. Coil takes on the parts warranty of the matched Goodman Condenser
Model | Nominal Cooling Capacity (BTU/h) | MOD* (amps) | Dimensions | Service Valve
|  |  | W x D x H | Liquid | Suction
SSX140181A | 18000 | 20 | 26" x 26" x 32¼" | 3/8" | 3/4"
SSX140241A | 24000 | 30 | 26" x 26" x 32¼" | 3/8" | 3/4"
SSX140301A | 28600 | 30 | 29" x 29" x 32¼ | 3/8" | 3/4"
SSX140361A | 34600 | 30 | 29" x 29" x 34¼ | 3/8" | 7/8"
SSX140421A | 40000 | 40 | 29" x 29" x 38¼" | 3/8" | 7/8"
SSX140481A | 45000 | 40 | 35½" x 35½" x 38¼" | 3/8" | 7/8"
SSX140601A | 56800 | 50 | 35½" x 35½" x 38¼" | 3/8" | 7/8"
Model | Nominal Ratings |  | Dimensions | Service Valve
| Cooling (BTU/h) | CFM @ 0.3” ESP | W x D x H | Liquid | Suction
5 / 4 / 3 / 2 / 1
ASPF183016A | 18,000 - 30,000 | 1085 / 1015 / 850 / 765 / 650 | 19½” x 22” x 46¾” | ⅜” | ¾”
ASPF303616A | 30,000 - 36,000 | 1350 / 1195 / 1020 / 795 / 600 | 22” x 24” x 53¼” | ⅜” | ⅞”
ASPF426016A | 42,000 - 60,000 | 2000 / 1810 / 1555 / 1325 / 1040 | 22” x 24” x 53¼” | ⅜” | ⅞”

## SSX14 - AEPF16B
SSX14 410a Air Conditioner Split Systems - 14.5 - 15 Seer w/ Variable Speed
Factory Sealed - Variable Speed - Revised AEPF*16B (Flowrater) Air Handlers
UGE05018
Revised Heat Kit Ratings Plate
Condenser | Air Handler | Heat Kit / Kw | Performance Data / ARI Number
1.5 Ton | [5 empty] | Heat for | SSX140181
SSX140181 | AEPF183016 | HKR-05 | 15 SEER 18,000 BTUh / 13.0 EER | 1277829 | TOTAL |  |  | 1 | HKR-05
783 | 563 | 31 | Sensible 12,780 BTUh | TXV | 1418
TX2N4 | 41 | TXV REQUIRED FOR THIS MATCH-UP |  | 72 db
2 Ton | [5 empty] | Heat for | SSX140241
SSX140241 | AEPF303616 | HKR-05 | 15 SEER 24,000 BTUh / 13.0 EER | 1277830 | TOTAL |  |  | 1 | HKR-05
803 | 688 | 31 | Sensible 17,520 BTUh |  | 1522
|  | TXV NOT REQUIRED FOR THIS MATCH - UP |  | 72 db
2.5 Ton | [5 empty] | Heat for | SSX140301
SSX140301 | AEPF303616 | HKR-05 | 15 SEER 28,800 BTUh / 13.0 EER | 1277831 | TOTAL |  |  | 1 | HKR-05
824 | 688 | 31 | Sensible 21,024 BTUh |  | 1543
|  | TXV NOT REQUIRED FOR THIS MATCH - UP |  | 73 db
3 Ton | [5 empty] | Heat for | SSX140361
SSX140361 | AEPF426016 | HKR-05 | 15 SEER 34,600 BTUh / 13.0 EER | 1277832 | TOTAL |  |  | 1 | HKR-05
899 | 765 | 31 | Sensible 24,566 BTUh |  | 1695
|  | TXV NOT REQUIRED FOR THIS MATCH - UP |  | 73 db
3.5 Ton | [5 empty] | Heat for | SSX140421
SSX140421 | AEPF426016 | HKR-05 | 15 SEER 40,000 BTUh / 13.0 EER | 1277834 | TOTAL |  |  | 1 | HKR-05
1008 | 765 | 31 | Sensible 28,400 BTUh |  | 1804
|  | TXV NOT REQUIRED FOR THIS MATCH - UP |  | 75 db
4 Ton | [5 empty] | Heat for | SSX140481
SSX140481 | AEPF426016 | HKR-05 | 14.5 SEER 46,000 BTUh / 11.8 EER | 1277835 | TOTAL |  |  | 1 | HKR-05
1088 | 765 | 31 | Sensible 33,580 BTUh |  | 1884
|  | TXV NOT REQUIRED FOR THIS MATCH - UP |  | 75 db
5 Ton | [5 empty] | Heat for | SSX140601
SSX140601 | AEPF426016 | HKR-05 | 14.3 SEER 56,000 BTUh / 11.7 EER | 1277836 | TOTAL |  |  | 1 | HKR-05
1294 | 765 | 31 | Sensible 39,760 BTUh |  | 2090
|  | TXV NOT REQUIRED FOR THIS MATCH - UP |  | 76 db
Please see Heaters page for Heaters for ARUF / ARPF / AEPF / ASPF Air Handlers
► Don’t forget to order Hurricane Anchor kits - Each kit is good for 5 Condensers "ABK-20" |  |  |  | ABK-20 | 25.92
► "Limited Lifetime" Compressor and 10 Year Parts Warranty on SSX14 Condensers
► 10 Year Parts Warranty on AEPF Air Handlers (Limitations Apply)
▲ Air Handler Evap. Coil takes on the parts warranty of the matched Goodman Condenser
Model | Nominal Cooling Capacity (BTU/h) | MOD* (amps) | Dimensions | Service Valve
|  |  | W x D x H | Liquid | Suction
SSX140181A | 18000 | 20 | 26" x 26" x 32¼" | 3/8" | 3/4"
SSX140241A | 24000 | 30 | 26" x 26" x 32¼" | 3/8" | 3/4"
SSX140301A | 28600 | 30 | 29" x 29" x 32¼ | 3/8" | 3/4"
SSX140361A | 34600 | 30 | 29" x 29" x 34¼ | 3/8" | 7/8"
SSX140421A | 40000 | 40 | 29" x 29" x 38¼" | 3/8" | 7/8"
SSX140481A | 45000 | 40 | 35½" x 35½" x 38¼" | 3/8" | 7/8"
SSX140601A | 56800 | 50 | 35½" x 35½" x 38¼" | 3/8" | 7/8"
Model | Nominal Ratings |  | Dimensions | Service Valve
| Cooling (BTU/h) | CFM @ 0.3” ESP | W x D x H | Liquid | Suction
High / Low
AEPF183016B | 18,000 - 30,000 | 1200 / 600 | 19½” x 22” x 46¾” | ⅜” | ¾”
AEPF303616B | 30,000 - 36,000 | 1300 / 1200 | 22” x 24” x 53¼” | ⅜” | ⅞”
AEPF426016B | 42,000 - 60,000 | 2000 / 1200 | 22” x 24” x 53¼” | ⅜” | ⅞”

## GSC14 - ARUF
GSC14 R-22 Air Conditioner Split Systems - 14 Seer
ARUF Air Handlers - Multiposition - Multi Speed - Flowrater Coils
UGE05018
ARI Listing
Condenser | Air Handler | Heat Kit / Kw | Performance Data | TXV / DB | System Price
1.5 Ton | [5 empty] | Heat for GSC14018 | Heaters for GSC14018 with ARUF032
GSC140181 | ARUF193116 | HKR-05 | 14 Seer 18,000 BTUh / 12.0 EER | 1038347 | TOTAL |  | 2 | HKR-05
676 | 414 | 31 | Sensible 13,140 | TXV | 1162
TX2N2 | 41 | TXV REQUIRED FOR THIS MATCH-UP |  | 72
2 Ton
GSC140241 | ARUF193116 | HKR-05 | 14 Seer 24,000 BTUh | 1038345 | TOTAL | Heat for GSC14024 | Heaters for GSC14024 with ARUF032
694 | 414 | 31 | Sensible 17,520 |  | 1139 |  | 2 | HKR-05
|  | TXV NOT REQUIRED FOR THIS MATCH - UP |  | 72
2.5 Ton
GSC140301 | ARUF193116 | HKR-08 | 14 Seer 28,800 BTUh | 1038353 | TOTAL | Heat for GSC14030 | Heaters for GSC14030 with ARUF042
712 | 414 | 39 | Sensible 21,600 |  | 1165 |  | 4 | HKR-08
|  | TXV NOT REQUIRED FOR THIS MATCH - UP |  | 73
3 Ton
GSC140361 | ARUF374316 | HKR-10 | 14 Seer 34,600 BTUh | 1032056 | TOTAL | Heat for GSC14036 | Heaters for GSC14036 with ARUF049
776 | 514 | 40 | Sensible 25,604 |  | 1330 |  | 5 | HKR-10
|  | TXV NOT REQUIRED FOR THIS MATCH - UP |  | 73
3.5 Ton
GSC140421 | ARUF374316 | HKR-10 | 14 Seer 40,000 BTUh | 1032055 | TOTAL | Heat for GSC14042 | Heaters for GSC14042 with ARUF049
870 | 514 | 40 | Sensible 29,200 |  | 1424 |  | 5 | HKR-10
|  | TXV NOT REQUIRED FOR THIS MATCH - UP |  | 75
4 Ton
GSC140481 | ARUF374316 | HKR-10 | 14 Seer 46,000 BTUh | 1032057 | TOTAL | Heat for GSC14048 | Heaters for GSC14042 with ARUF049
941 | 514 | 40 | Sensible 34,500 |  | 1495 |  | 5 | HKR-10
|  | TXV NOT REQUIRED FOR THIS MATCH - UP |  | 75
5 Ton
GSC140601 | ARUF486016 | HKR-10 | 13.5 Seer 56,000 BTUh | 1032969 | TOTAL | Heat for GSC14060 | Heaters for GSC14042 with ARUF049
1117 | 516 | 40 | Sensible 40,880 |  | 1673 |  | 5 | HKR-10
|  | TXV NOT REQUIRED FOR THIS MATCH - UP |  | 76
Please see Heaters page for Heaters for ARUF / ARPF / AEPF / ASPF Air Handlers
► Don’t forget to order Hurricane Anchor kits - Each kit is good for 5 Condensers "ABK-20" |  |  |  | ABK-20 | 25.92
► 10 Year Compressor and Parts Warranty on GSC14 Condensers
► 10 Year Parts Warranty on ARUF Air Handlers (Limitations Apply)
▲ Air Handler Evap. Coil takes on the parts warranty of the matched Goodman Condenser
Model | Nominal Cooling Capacity (BTUH) | MOD* (amps) | Dimensions | Service Valve
|  |  | W x D x H | Liquid | Suction
GSC140181A | 18000 | 15 | 26 x 26 x 32¼ | ⅜" | ¾"
GSC140241A | 24000 | 20 | 26 x 26 x 32¼ | ⅜" | ¾"
GSC140301A | 28800 | 20 | 29 x 29 x 32¼ | ⅜" | ¾"
GSC140361A | 34600 | 30 | 29 x 29 x 34¼ | ⅜" | ⅞"
GSC140421A | 40000 | 30 | 35½ x 35½ x 38¼ | ⅜" | ⅞"
GSC140481A | 46000 | 40 | 35½ x 35½ x 38¼ | ⅜" | ⅞"
GSC140601A | 56000 | 40 | 35½ x 35½ x 38¼ | ⅜" | 1⅛"
Model | Nominal Ratings |  | Dimensions | Service Valve
| Cooling (BTU/h) | CFM @ 0.3” ESP | W x D x H | Liquid | Suction
High / Med / Low
ARUF17291/16 | 18,000 - 30,000 | 1025 / 790 / 570 | 15½” x 22” x 42⅛” | ⅜” | ¾”
ARUF18241/16 | 18,000 - 30,000 | 1025 / 790 / 570 | 15½” x 22” x 42⅛” | ⅜” | ¾”
ARUF19311/16 | 18,000 - 30,000 | 1025 / 780 / 545 | 19½” x 22” x 46¾” | ⅜” | ⅞”
ARUF30301/16 | 30000 | 1330 / 1230 / 980 | 19½” x 22” x 46¾” | ⅜” | ¾”
ARUF363616 | 35000 | 1230 / 1140 / 955 | 19½” x 22” x 46¾” | ⅜” | ¾”
ARUF36421/16 | 36,000 - 42,000 | 1645 / 1440 / 1275 | 22” x 24” x 53¼” | ⅜” | ⅞”
ARUF37431/16 | 36,000 - 42,000 | 1925 / 1550 / 1345 | 22” x 24” x 53¼” | ⅜” | ⅞”
ARUF48601/16 | 48,000 - 60,000 | 1985 / 1875 / 1650 | 22” x 24” x 53¼” | ⅜” | ⅞”

## GSC14 - ARPF
GSC14 R-22 Air Conditioner Split Systems - 14 Seer
ARPF "Factory Sealed" Air Handlers - Multiposition - Multi Speed - Flowrater Coils
UGE05018
ARI Listing
Condenser | Air Handler | Heat Kit / Kw | Performance Data | TXV / DB | System Price
1.5 Ton | [5 empty] | Heat for GSC14018 | Heaters for GSC14018 with ARPF032
GSC140181 | ARPF193116 | HKR-05 | 14 Seer 18,000 BTUh / 12.0 EER | 1038348 | TOTAL |  | 2 | HKR-05
676 | 455 | 31 | Sensible 13,140 | TXV | 1203
TX2N2 | 41 | TXV REQUIRED FOR THIS MATCH-UP |  | 72
2 Ton
GSC140241 | ARPF193116 | HKR-05 | 14 Seer 24,000 BTUh | 1038346 | TOTAL | Heat for GSC14024 | Heaters for GSC14024 with ARPF032
694 | 455 | 31 | Sensible 17,520 |  | 1180 |  | 2 | HKR-05
|  | TXV NOT REQUIRED FOR THIS MATCH - UP |  | 72
2.5 Ton
GSC140301 | ARPF193116 | HKR-05 | 14 Seer 28,800 BTUh | 1038354 | TOTAL | Heat for GSC14030 | Heaters for GSC14030 with ARPF042
712 | 455 | 31 | Sensible 21,600 |  | 1198 |  | 2 | HKR-05
|  | TXV NOT REQUIRED FOR THIS MATCH - UP |  | 73
3 Ton
GSC140361 | ARPF374316 | HKR-08 | 14 Seer 34,600 BTUh | 1046118 | TOTAL | Heat for GSC14036 | Heaters for GSC14036 with ARPF049
776 | 558 | 39 | Sensible 25,604 |  | 1373 |  | 4 | HKR-08
|  | TXV NOT REQUIRED FOR THIS MATCH - UP |  | 73
3.5 Ton
GSC140421 | ARPF374316 | HKR-10 | 14 Seer 40,000 BTUh | 1033110 | TOTAL | Heat for GSC14042 | Heaters for GSC14042 with ARPF049
870 | 558 | 40 | Sensible 29,200 |  | 1468 |  | 5 | HKR-10
|  | TXV NOT REQUIRED FOR THIS MATCH - UP |  | 75
4 Ton
GSC140481 | ARPF374316 | HKR-10 | 14 Seer 46,000 BTUh | 1046123 | TOTAL | Heat for GSC14048 | Heaters for GSC14042 with ARPF049
941 | 558 | 40 | Sensible 34,500 |  | 1539 |  | 5 | HKR-10
|  | TXV NOT REQUIRED FOR THIS MATCH - UP |  | 75
5 Ton
GSC140601 | ARPF486016 | HKR-10 | 13.5 Seer 56,000 BTUh | 1032968 | TOTAL | Heat for GSC14060 | Heaters for GSC14042 with ARPF049
1117 | 559 | 40 | Sensible 40,880 |  | 1716 |  | 5 | HKR-10
|  | TXV NOT REQUIRED FOR THIS MATCH - UP |  | 76
Please see Heaters page for Heaters for ARUF / ARPF / AEPF / ASPF Air Handlers
► Don’t forget to order Hurricane Anchor kits - Each kit is good for 5 Condensers "ABK-20" |  |  |  | ABK-20 | 25.92
► 10 Year Compressor and Parts Warranty on GSC14 Condensers
► 10 Year Parts Warranty on ARPF Air Handlers (Limitations Apply)
▲ Air Handler Evap. Coil takes on the parts warranty of the matched Goodman Condenser
Model | Nominal Cooling Capacity (BTUH) | MOD* (amps) | Dimensions | Service Valve
|  |  | W x D x H | Liquid | Suction
GSC140181A | 18000 | 15 | 26 x 26 x 32¼ | ⅜" | ¾"
GSC140241A | 24000 | 20 | 26 x 26 x 32¼ | ⅜" | ¾"
GSC140301A | 28800 | 20 | 29 x 29 x 32¼ | ⅜" | ¾"
GSC140361A | 34600 | 30 | 29 x 29 x 34¼ | ⅜" | ⅞"
GSC140421A | 40000 | 30 | 35½ x 35½ x 38¼ | ⅜" | ⅞"
GSC140481A | 46000 | 40 | 35½ x 35½ x 38¼ | ⅜" | ⅞"
GSC140601A | 56000 | 40 | 35½ x 35½ x 38¼ | ⅜" | 1⅛"
Model | Nominal Ratings |  | Dimensions | Service Valve
| Cooling (BTU/h) | CFM @ 0.3” ESP | W x D x H | Liquid | Suction
High / Med / Low
ARPF18241/16 | 18,000 - 24,000 | 1025 / 790 / 570 | 15½” x 22” x 42⅛” | ⅜” | ¾”
ARPF19311/16 | 18,000 - 30,000 | 1025 / 780 / 545 | 19½” x 22” x 46¾” | ⅜” | ⅞”
ARPF30301/16 | 30000 | 1330 / 1230 / 980 | 19½” x 22” x 46¾” | ⅜” | ¾”
ARPF36421/16 | 36,000 - 42,000 | 1645 / 1440 / 1275 | 22” x 24” x 53¼” | ⅜” | ⅞”
ARPF37431/16 | 36,000 - 42,000 | 1925 / 1550 / 1345 | 22” x 24” x 53¼” | ⅜” | ⅞”
ARPF48601/16 | 48,000 - 60,000 | 1985 / 1875 / 1650 | 22” x 24” x 53¼” | ⅜” | ⅞”

## GSC14 - ASPF
GSC14 R-22 Air Conditioner Split Systems - 14.5 -15 Seer w/ EEM Motor
Factory Sealed - EEM Motor High Efficiency - ASPF (Flowrater) Air Handlers
UGE05018
ARI Listing
Condenser | Air Handler | Heat Kit / Kw | Performance Data | TXV / DB
1.5 Ton | [5 empty] | Heat for | GSC140181
GSC140181 | ASPF183016 | HKR-05 | 15 SEER 18,000 BTU** / 12.5 EER | 1282742 | TOTAL |  |  | 1 | HKR-05
676 | 485 | 31 | Sensible 13,140 BTUh | TXV | 1233
TX2N2 | 41 | TXV REQUIRED FOR THIS MATCH-UP |  | 72 db
2 Ton | [5 empty] | Heat for | GSC140241
GSC140241 | ASPF303616 | HKR-05 | 15 SEER 24,000 BTU** / 12.5 EER | 1282743 | TOTAL |  |  | 1 | HKR-05
694 | 592 | 31 | Sensible 17,520 BTUh |  | 1317
|  | TXV NOT REQUIRED FOR THIS MATCH - UP |  | 72 db
2.5 Ton | [5 empty] | Heat for | GSC140301
GSC140301 | ASPF303616 | HKR-05 | 15 SEER 28,800 BTU** / 12.5 EER | 1282736 | TOTAL |  |  | 1 | HKR-05
712 | 592 | 31 | Sensible 21,600 BTUh |  | 1335
|  | TXV NOT REQUIRED FOR THIS MATCH - UP |  | 73 db
3 Ton | [5 empty] | Heat for | GSC140361
GSC140361 | ASPF426016 | HKR-08 | 15 SEER 34,600 BTU** / 12.5 EER | 1282737 | TOTAL |  |  | 2 | HKR-08
776 | 659 | 39 | Sensible 25,604 BTUh |  | 1474
|  | TXV NOT REQUIRED FOR THIS MATCH - UP |  | 73 db
3.5 Ton | [5 empty] | Heat for | GSC140421
GSC140421 | ASPF426016 | HKR-10 | 15 SEER 40,000 BTU** / 12.5 EER | 1282738 | TOTAL |  |  | 3 | HKR-10
870 | 659 | 40 | Sensible 29,200 BTUh |  | 1569
|  | TXV NOT REQUIRED FOR THIS MATCH - UP |  | 75 db
4 Ton | [5 empty] | Heat for | GSC140481
GSC140481 | ASPF426016 | HKR-10 | 15 SEER 47,000 BTU** / 12.5 EER | 1282739 | TOTAL |  |  | 3 | HKR-10
941 | 659 | 40 | Sensible 35,520 BTUh |  | 1640
|  | TXV NOT REQUIRED FOR THIS MATCH - UP |  | 75 db
5 Ton | [5 empty] | Heat for | GSC140601
GSC140601 | ASPF426016 | HKR-10 | 14.5 SEER 56,000 BTU** / 12 EER | 1282740 | TOTAL |  |  | 3 | HKR-10
1117 | 659 | 40 | Sensible 40,880 BTUh |  | 1816
|  | TXV NOT REQUIRED FOR THIS MATCH - UP |  | 76 db
Please see Heaters page for Heaters for ARUF / ARPF / AEPF / ASPF Air Handlers
► Don’t forget to order Hurricane Anchor kits - Each kit is good for 5 Condensers "ABK-20" |  |  |  | ABK-20 | 25.92
► 10 Year Compressor and Parts Warranty on GSC14 Condensers
► 10 Year Parts Warranty on ASPF Air Handlers (Limitations Apply)
▲ Air Handler Evap. Coil takes on the parts warranty of the matched Goodman Condenser
Model | Nominal Cooling Capacity (BTUH) | MOD* (amps) | Dimensions | Service Valve
|  |  | W x D x H | Liquid | Suction
GSC140181A | 18000 | 15 | 26 x 26 x 32¼ | ⅜" | ¾"
GSC140241A | 24000 | 20 | 26 x 26 x 32¼ | ⅜" | ¾"
GSC140301A | 28800 | 20 | 29 x 29 x 32¼ | ⅜" | ¾"
GSC140361A | 34600 | 30 | 29 x 29 x 34¼ | ⅜" | ⅞"
GSC140421A | 40000 | 30 | 35½ x 35½ x 38¼ | ⅜" | ⅞"
GSC140481A | 46000 | 40 | 35½ x 35½ x 38¼ | ⅜" | ⅞"
GSC140601A | 56000 | 40 | 35½ x 35½ x 38¼ | ⅜" | 1⅛"
Model | Nominal Ratings |  | Dimensions | Service Valve
| Cooling (BTU/h) | CFM @ 0.3” ESP | W x D x H | Liquid | Suction
High / Low
ASPF183016 | 18,000 - 30,000 | 1085 / 1015 / 850 / 765 / 650 | 19½” x 22” x 46¾” | ⅜” | ¾”
ASPF303616 | 30,000 - 36,000 | 1350 / 1195 / 1020 / 795 / 600 | 22” x 24” x 53¼” | ⅜” | ⅞”
ASPF426016 | 42,000 - 60,000 | 2000 / 1810 / 1555 / 1325 / 1040 | 22” x 24” x 53¼” | ⅜” | ⅞”

## GSC14 - AEPF16B
GSC14 R-22 Air Conditioner Split Systems - 14.5 -15 Seer w/ Variable Speed
Factory Sealed - Variable Speed - AEPF*16B (Flowrater) Air Handlers
UGE05018
Revised Heat Kit Ratings Plate
ARI Listing
Condenser | Air Handler | Heat Kit / Kw | Performance Data | TXV / DB
1.5 Ton | [5 empty] | Heat for | GSC140181
GSC140181 | AEPF183016 | HKR-05 | 15 SEER 18,000 BTU** / 12.5 EER | 1277821 | TOTAL |  |  | 1 | HKR-05
676 | 563 | 31 | Sensible 13,140 BTUh | TXV | 1311
TX2N2 | 41 | TXV REQUIRED FOR THIS MATCH-UP |  | 72 db
2 Ton | [5 empty] | Heat for | GSC140241
GSC140241 | AEPF303616 | HKR-05 | 15 SEER 24,000 BTU** / 12.5 EER | 1287823 | TOTAL |  |  | 1 | HKR-05
694 | 688 | 31 | Sensible 17,520 BTUh |  | 1413
|  | TXV NOT REQUIRED FOR THIS MATCH - UP |  | 72 db
2.5 Ton | [5 empty] | Heat for | GSC140301
GSC140301 | AEPF303616 | HKR-05 | 15 SEER 28,800 BTU** / 12.0 EER | 1287824 | TOTAL |  |  | 1 | HKR-05
712 | 688 | 31 | Sensible 21,600 BTUh |  | 1431
|  | TXV NOT REQUIRED FOR THIS MATCH - UP |  | 73 db
3 Ton | [5 empty] | Heat for | GSC140361
GSC140361 | AEPF426016 | HKR-08 | 15 SEER 34,600 BTU** / 12.5 EER | 1287825 | TOTAL |  |  | 2 | HKR-08
776 | 765 | 39 | Sensible 25,604 BTUh |  | 1580
|  | TXV NOT REQUIRED FOR THIS MATCH - UP |  | 73 db
3.5 Ton | [5 empty] | Heat for | GSC140421
GSC140421 | AEPF426016 | HKR-10 | 15 SEER 40,000 BTU** / 12.5 EER | 1287826 | TOTAL |  |  | 3 | HKR-10
870 | 765 | 40 | Sensible 29,200 BTUh |  | 1675
|  | TXV NOT REQUIRED FOR THIS MATCH - UP |  | 75 db
4 Ton | [5 empty] | Heat for | GSC140481
GSC140481 | AEPF426016 | HKR-10 | 15 SEER 46,000 BTU** / 12.5 EER | 1287827 | TOTAL |  |  | 3 | HKR-10
941 | 765 | 40 | Sensible 34,500 BTUh |  | 1746
|  | TXV NOT REQUIRED FOR THIS MATCH - UP |  | 75 db
5 Ton | [5 empty] | Heat for | GSC140601
GSC140601 | AEPF426016 | HKR-10 | 14.35 SEER 56,000 BTU** / 12 EER | 1287828 | TOTAL |  |  | 3 | HKR-10
1117 | 765 | 40 | Sensible 40,880 BTUh |  | 1922
|  | TXV NOT REQUIRED FOR THIS MATCH - UP |  | 76 db
Please see Heaters page for Heaters for ARUF / ARPF / AEPF / ASPF Air Handlers
► Don’t forget to order Hurricane Anchor kits - Each kit is good for 5 Condensers "ABK-20" |  |  |  | ABK-20 | 25.92
► 10 Year Compressor and Parts Warranty on GSC14 Condensers
► 10 Year Parts Warranty on AEPF Air Handlers (Limitations Apply)
▲ Air Handler Evap. Coil takes on the parts warranty of the matched Goodman Condenser
Model | Nominal Cooling Capacity (BTUH) | MOD* (amps) | Dimensions | Service Valve
|  |  | W x D x H | Liquid | Suction
GSC140181A | 18000 | 15 | 26 x 26 x 32¼ | ⅜" | ¾"
GSC140241A | 24000 | 20 | 26 x 26 x 32¼ | ⅜" | ¾"
GSC140301A | 28800 | 20 | 29 x 29 x 32¼ | ⅜" | ¾"
GSC140361A | 34600 | 30 | 29 x 29 x 34¼ | ⅜" | ⅞"
GSC140421A | 40000 | 30 | 35½ x 35½ x 38¼ | ⅜" | ⅞"
GSC140481A | 46000 | 40 | 35½ x 35½ x 38¼ | ⅜" | ⅞"
GSC140601A | 56000 | 40 | 35½ x 35½ x 38¼ | ⅜" | 1⅛"
Model | Nominal Ratings |  | Dimensions | Service Valve
| Cooling (BTU/h) | CFM @ 0.3” ESP | W x D x H | Liquid | Suction
High / Low
AEPF183016B | 18,000 - 30,000 | 1200 / 600 | 19½” x 22” x 46¾” | ⅜” | ¾”
AEPF303616B | 30,000 - 36,000 | 1300 / 1200 | 22” x 24” x 53¼” | ⅜” | ⅞”
AEPF426016B | 42,000 - 60,000 | 2000 / 1200 | 22” x 24” x 53¼” | ⅜” | ⅞”

## GSC13 - ARUF
GSC13 R-22 Air Conditioner Split Systems - 13 Seer
ARUF Air Handlers - Multiposition - Multi Speed - Flowrater Coils
UGE05018
Condenser | Air Handler | Heat Kit / Kw | Performance Data / ARI Number
1.5 Ton | [5 empty] | Heat for GSC13018 | Heaters for GSC13018 with ARUF032
GSC130181 | ARUF182416 | HKR-05 | 13 SEER 19,000 BTUh / 11.5 EER | 1038103 | TOTAL |  | 2 | HKR-05
571 | 297 | 31 | Sensible 13,490 BTUh | 78 db | 899
2 Ton
GSC130241 | ARUF182416 | HKR-05 | 13 SEER 23,000 BTUh / 11.5 EER | 1038107 | TOTAL | Heat for GSC13024 | Heaters for GSC13024 with ARUF032
596 | 297 | 31 | Sensible 16,400 BTUh | 78 db | 924 |  | 2 | HKR-05
2.5 Ton
GSC130301 | ARUF182416 | HKR-05 | 13 SEER 27,600 BTUh / 11.5 EER | 1347357 | TOTAL | Heat for GSC13030 | Heaters for GSC13030 with ARUF042
620 | 297 | 31 | Sensible 20,424 BTUh | 78 db | 948 |  | 2 | HKR-05
3 Ton
GSC130361 | ARUF363616 | HKR-08 | 13 SEER 35,000 BTUh / 11.5 EER | 1273402 | TOTAL | Heat for GSC13036 | Heaters for GSC13036 with ARUF049
664 | 400 | 39 | Sensible 24,400 BTUh | 80 db | 1103 |  | 4 | HKR-08
3.5 Ton
GSC130421 | ARUF364216 | HKR-10 | 13 SEER 40,500 BTUh / 11.5 EER | 1038127 | TOTAL | Heat for GSC13042 | Heaters for GSC13042 with ARUF049
751 | 423 | 40 | Sensible 30,400 BTUh | 76 db | 1214 |  | 5 | HKR-10
4 Ton
GSC130481 | ARUF486016 | HKR-10 | 13 SEER 46,000 BTUh / 11.5 EER | 1038131 | TOTAL | Heat for GSC13048 | Heaters for GSC13042 with ARUF049
847 | 516 | 40 | Sensible 34,040 BTUh | 76 db | 1403 |  | 5 | HKR-10
5 Ton
GSC130601 | ARUF486016 | HKR-10 | 13 SEER 56,000 BTUh / 11.5 EER | 1038135 | TOTAL | Heat for GSC13060 | Heaters for GSC13042 with ARUF049
982 | 516 | 40 | Sensible 40,400 BTUh | 77 db | 1538 |  | 5 | HKR-10
Please see Heaters page for Heaters for ARUF / ARPF / AEPF / ASPF Air Handlers
► Don’t forget to order Hurricane Anchor kits - Each kit is good for 5 Condensers "ABK-20" |  |  |  | ABK-20 | 25.92
► 10 Year Compressor and Parts Warranty on GSC13 Condensers
► 10 Year Parts Warranty on ARUF Air Handlers (Limitations Apply)
▲ Air Handler Evap. Coil takes on the parts warranty of the matched Goodman Condenser
All 10 Year parts warranties on Air Handlers and GSC13 are for original owner and must be registered
Model | Nominal Cooling Capacity (BTU/h) | MOD* (amps) | Dimensions | Service Valve
|  |  | W x D x H | Liquid | Suction
GSC130181AA | 18000 | 15 | 26 x 26 x 29¾ | ⅜" | ¾"
GSC130241A | 24000 | 15 | 26 x 26 x 34¾ | ⅜" | ¾"
GSC130241C | 24000 | 20 | 26 x 26 x 34¾ | ⅜" | ¾"
GSC130301A | 30000 | 20 | 29 x 29 x 34¾ | ⅜" | ¾"
GSC130361AA | 36000 | 20 | 29 x 29 x 34¼ | ⅜" | ¾"
GSC130361BA | 36000 | 30 | 29 x 29 x 34¾ | ⅜" | ¾"
GSC130361CA | 36000 | 30 | 29 x 29 x 34¾ | ⅜" | ¾"
GSC130421AA | 42000 | 30 | 29 x 29 x 34¼ | ⅜" | ⅞"
GSC130481AA | 48000 | 40 | 29 x 29 x 38¼ | ⅜" | ⅞"
GSC130601B | 57000 | 50 | 35½ x 35½ x 38¼ | ⅜" | ⅞"
Model | Nominal Ratings |  | Dimensions | Service Valve
| Cooling (BTU/h) | CFM @ 0.3” ESP | W x D x H | Liquid | Suction
High / Med / Low
ARUF17291/16 | 18,000 - 30,000 | 1025 / 790 / 570 | 15½” x 22” x 42⅛” | ⅜” | ¾”
ARUF18241/16 | 18,000 - 30,000 | 1025 / 790 / 570 | 15½” x 22” x 42⅛” | ⅜” | ¾”
ARUF19311/16 | 18,000 - 30,000 | 1025 / 780 / 545 | 19½” x 22” x 46¾” | ⅜” | ⅞”
ARUF30301/16 | 30000 | 1330 / 1230 / 980 | 19½” x 22” x 46¾” | ⅜” | ¾”
ARUF363616 | 35000 | 1230 / 1140 / 955 | 19½” x 22” x 46¾” | ⅜” | ¾”
ARUF36421/16 | 36,000 - 42,000 | 1645 / 1440 / 1275 | 22” x 24” x 53¼” | ⅜” | ⅞”
ARUF37431/16 | 36,000 - 42,000 | 1925 / 1550 / 1345 | 22” x 24” x 53¼” | ⅜” | ⅞”
ARUF48601/16 | 48,000 - 60,000 | 1985 / 1875 / 1650 | 22” x 24” x 53¼” | ⅜” | ⅞”

## GSC13 - ARPF
GSC13 R-22 Air Conditioner Split Systems - 13 Seer
Factory Sealed - ARPF (Flowrater) Air Handlers - Multiposition / Multi Speed
UGE05018
Condenser | Air Handler | Heat Kit / Kw | Performance Data / ARI Number
1.5 Ton | [5 empty] | Heat for GSC13018 | Heaters for GSC13018 with ARUF032 / arpt032
GSC130181 | ARPF182416 | HKR-05 | 13 SEER 19,000 BTUh / 11.5 EER | 1038102 | TOTAL |  | 2 | HKR-05
571 | 328 | 31 | Sensible 13,500 BTUh | 78 db | 930
2 Ton | [5 empty] | Heat for GSC13024 | Heaters for GSC13024 with ARUF032 /ARPT032
GSC130241 | ARPF182416 | HKR-05 | 13 SEER 23,000 BTUh / 11.5 EER | 1038106 | TOTAL |  | 2 | HKR-05
596 | 328 | 31 | Sensible 16,400 BTUh | 78 db | 955
2.5 Ton | [5 empty] | Heat for GSC13030 | Heaters for GSC13030 with ARUF042
GSC130301 | ARPF182416 | HKR-08 | 13 SEER 27,600 BTUh / 11.5 EER | 1347357 | TOTAL |  | 4 | HKR-08
620 | 328 | 39 | Sensible 20,424 BTUh | 78 db | 987
3 Ton | [5 empty] | Heat for GSC13036 | Heaters for GSC13036 with ARUF049
GSC130361 | ARPF363616 | HKR-08 | 13 SEER 35,000 BTUh / 11.5 EER | 1273402 | TOTAL |  | 4 | HKR-08
664 | 445 | 39 | Sensible 25,400 BTUh | 80 db | 1148
3.5 Ton | [5 empty] | Heat for GSC13042 | Heaters for GSC13042 with ARUF049
GSC130421 | ARPF364216 | HKR-10 | 13 SEER 40,500 BTUh / 11.5 EER | 1038126 | TOTAL |  | 5 | HKR-10
751 | 465 | 40 | Sensible 30,400 BTUh | 76 db | 1256
4 Ton | [5 empty] | Heat for GSC13048 | Heaters for GSC13042 with ARUF049
GSC130481 | ARPF486016 | HKR-10 | 13 SEER 46,000 BTUh / 11.5 EER | 1038130 | TOTAL |  | 5 | HKR-10
847 | 559 | 40 | Sensible 34,040 BTUh | 76 db | 1446
5 Ton | [5 empty] | Heat for GSC13060 | Heaters for GSC13042 with ARUF049
GSC130601 | ARPF486016 | HKR-10 | 13 SEER 56,000 BTUh / 11.5 EER | 1038134 | TOTAL |  | 5 | HKR-10
982 | 559 | 40 | Sensible 40,400 BTUh | 77 db | 1581
Please see Heaters page for Heaters for ARUF / ARPF / AEPF / ASPF Air Handlers
► Don’t forget to order Hurricane Anchor kits - Each kit is good for 5 Condensers "ABK-20" |  |  |  | ABK-20 | 25.92
► 10 Year Compressor and Parts Warranty on GSC13 Condensers
► 10 Year Parts Warranty on ARPF Air Handlers (Limitations Apply)
▲ Air Handler Evap. Coil takes on the parts warranty of the matched Goodman Condenser
All 10 Year parts warranties on Air Handlers and GSC13 are for original owner and must be registered
Model | Nominal Cooling Capacity (BTU/h) | MOD* (amps) | Dimensions | Service Valve
|  |  | W x D x H | Liquid | Suction
GSC130181AA | 18000 | 15 | 26 x 26 x 29¾ | ⅜" | ¾"
GSC130241A | 24000 | 15 | 26 x 26 x 34¾ | ⅜" | ¾"
GSC130241C | 24000 | 20 | 26 x 26 x 34¾ | ⅜" | ¾"
GSC130301A | 30000 | 20 | 29 x 29 x 34¾ | ⅜" | ¾"
GSC130361AA | 36000 | 20 | 29 x 29 x 34¼ | ⅜" | ¾"
GSC130361BA | 36000 | 30 | 29 x 29 x 34¾ | ⅜" | ¾"
GSC130361CA | 36000 | 30 | 29 x 29 x 34¾ | ⅜" | ¾"
GSC130421AA | 42000 | 30 | 29 x 29 x 34¼ | ⅜" | ⅞"
GSC130481AA | 48000 | 40 | 29 x 29 x 38¼ | ⅜" | ⅞"
GSC130601B | 57000 | 50 | 35½ x 35½ x 38¼ | ⅜" | ⅞"
Model | Nominal Ratings |  | Dimensions | Service Valve
| Cooling (BTU/h) | CFM @ 0.3” ESP | W x D x H | Liquid | Suction
High / Med / Low
ARPF18241/16 | 18,000 - 24,000 | 1025 / 790 / 570 | 15½” x 22” x 42⅛” | ⅜” | ¾”
ARPF19311/16 | 18,000 - 30,000 | 1025 / 780 / 545 | 19½” x 22” x 46¾” | ⅜” | ⅞”
ARPF30301/16 | 30000 | 1330 / 1230 / 980 | 19½” x 22” x 46¾” | ⅜” | ¾”
ARPF363616 | 35000 | 1230 / 1140 / 955 | 19½” x 22” x 46¾” | ⅜” | ¾”
ARPF36421/16 | 36,000 - 42,000 | 1645 / 1440 / 1275 | 22” x 24” x 53¼” | ⅜” | ⅞”
ARPF37431/16 | 36,000 - 42,000 | 1925 / 1550 / 1345 | 22” x 24” x 53¼” | ⅜” | ⅞”
ARPF48601/16 | 48,000 - 60,000 | 1985 / 1875 / 1650 | 22” x 24” x 53¼” | ⅜” | ⅞”

## GSC13 - ASPF
GSC13 R-22 Air Conditioner Split Systems - 13.5 - 14 Seer w/EEM Motor
Factory Sealed - EEM Motor High Efficiency - ASPF (Flowrater) Air Handlers
UGE05018
Condenser | Air Handler | Heat Kit / Kw | Performance Data / ARI Number
1.5 Ton | [5 empty] | Heat for GSC13018
GSC130181 | ASPF183016 | HKR-05 | 14 SEER 19,000 BTUh / 12.2 EER | 1291666 | TOTAL |  | 1 | HKR-05
571 | 485 | 31 | Sensible 13,490 BTUh | 78 db | 1087
2 Ton | [5 empty] | Heat for GSC13024
GSC130241 | ASPF183016 | HKR-05 | 14 SEER 23,800 BTUh / 12.2 EER | 1291667 | TOTAL |  | 1 | HKR-05
596 | 485 | 31 | Sensible 16,898 BTUh | 78 db | 1112
2.5 Ton | [5 empty] | Heat for GSC13030
GSC130301 | ASPF183016 | HKR-05 | 14 SEER 29,000 BTUh / 12.2 EER | 1291668 | TOTAL |  | 1 | HKR-05
620 | 485 | 31 | Sensible 21,460 BTUh | 78 db | 1136
3 Ton | [5 empty] | Heat for GSC13036
GSC130361 | ASPF303616 | HKR-08 | 14 SEER 35,000 BTUh / 12.2 EER | 1291670 | TOTAL |  | 2 | HKR-08
664 | 592 | 39 | Sensible 25,550 BTUh | 80 db | 1295
3.5 Ton | [5 empty] | Heat for GSC13042
GSC130421 | ASPF426016 | HKR-10 | 14 SEER 41,000 BTUh / 12.2 EER | 1291672 | TOTAL |  | 3 | HKR-10
751 | 659 | 40 | Sensible 30,750 BTUh | 76 db | 1450
4 Ton | [5 empty] | Heat for GSC13048
GSC130481 | ASPF426016 | HKR-10 | 14 SEER 46,000 BTUh / 12.2 EER | 1291673 | TOTAL |  | 3 | HKR-10
847 | 659 | 40 | Sensible 34,040 BTUh | 76 db | 1546
5 Ton | [5 empty] | Heat for GSC13060
GSC130601 | ASPF426016 | HKR-10 | 13.5 SEER 57,000 BTUh / 11.9 EER | 1291676 | TOTAL |  | 3 | HKR-10
982 | 659 | 40 | Sensible 41,200 BTUh | 77 db | 1681
Please see Heaters page for Heaters for ARUF / ARPF / AEPF / ASPF Air Handlers
► Don’t forget to order Hurricane Anchor kits - Each kit is good for 5 Condensers "ABK-20" |  |  |  | ABK-20 | 25.92
► 10 Year Compressor and Parts Warranty on GSC13 Condensers
► 10 Year Parts Warranty on ASPF Air Handlers (Limitations Apply)
▲ Air Handler Evap. Coil takes on the parts warranty of the matched Goodman Condenser
All 10 Year parts warranties on Air Handlers and GSC13 are for original owner and must be registered
Model | Nominal Cooling Capacity (BTU/h) | MOD* (amps) | Dimensions | Service Valve
|  |  | W x D x H | Liquid | Suction
GSC130181AA | 18000 | 15 | 26 x 26 x 29¾ | ⅜" | ¾"
GSC130241A | 24000 | 15 | 26 x 26 x 34¾ | ⅜" | ¾"
GSC130241C | 24000 | 20 | 26 x 26 x 34¾ | ⅜" | ¾"
GSC130301A | 30000 | 20 | 29 x 29 x 34¾ | ⅜" | ¾"
GSC130361AA | 36000 | 20 | 29 x 29 x 34¼ | ⅜" | ¾"
GSC130361BA | 36000 | 30 | 29 x 29 x 34¾ | ⅜" | ¾"
GSC130361CA | 36000 | 30 | 29 x 29 x 34¾ | ⅜" | ¾"
GSC130421AA | 42000 | 30 | 29 x 29 x 34¼ | ⅜" | ⅞"
GSC130481AA | 48000 | 40 | 29 x 29 x 38¼ | ⅜" | ⅞"
GSC130601B | 57000 | 50 | 35½ x 35½ x 38¼ | ⅜" | ⅞"
Model | Nominal Ratings |  | Dimensions | Service Valve
| Cooling (BTU/h) | CFM @ 0.3” ESP | W x D x H | Liquid | Suction
High / Low
ASPF183016 | 18,000 - 30,000 | 1085 / 1015 / 850 / 765 / 650 | 19½” x 22” x 46¾” | ⅜” | ¾”
ASPF303616 | 30,000 - 36,000 | 1350 / 1195 / 1020 / 795 / 600 | 22” x 24” x 53¼” | ⅜” | ⅞”
ASPF426016 | 42,000 - 60,000 | 2000 / 1810 / 1555 / 1325 / 1040 | 22” x 24” x 53¼” | ⅜” | ⅞”

## GSC13 - AEPF16B
GSC13 R-22 Air Conditioner Split Systems - 14 Seer w/ Variable Speed
Factory Sealed - Variable Speed - Revised AEPF*16B (Flowrater) Air Handlers
UGE05018
Revised Heat Kit Ratings Plate
Condenser | Air Handler | Heat Kit / Kw | Performance Data / ARI Number
1.5 Ton | [5 empty] | Heat for GSC13018
GSC130181 | AEPF183016 | HKR-05 | 14 SEER 19,000 BTUh / 12.2 EER | 1277805 | TOTAL |  | 1 | HKR-05
571 | 563 | 31 | Sensible 13,500 BTUh | 78 db | 1165
2 Ton | [5 empty] | Heat for GSC13024
GSC130241 | AEPF183016 | HKR-05 | 14 SEER 23,800 BTUh / 12.2 EER | 1277807 | TOTAL |  | 1 | HKR-05
596 | 563 | 31 | Sensible 17,000 BTUh | 78 db | 1190
2.5 Ton | [5 empty] | Heat for GSC13030
GSC130301 | AEPF183016 | HKR-05 | 14 SEER 29,000 BTUh / 12.2 EER | 1277809 | TOTAL |  | 1 | HKR-05
620 | 563 | 31 | Sensible 21,500 BTUh | 78 db | 1214
3 Ton | [5 empty] | Heat for GSC13036
GSC130361 | AEPF303616 | HKR-08 | 14 SEER 35,000 BTUh / 12.2 EER | 1277811 | TOTAL |  | 2 | HKR-08
664 | 688 | 39 | Sensible 25,400 BTUh | 80 db | 1391
3.5 Ton | [5 empty] | Heat for GSC13042
GSC130421 | AEPF426016 | HKR-10 | 14 SEER 41,000 BTUh / 12.2 EER | 1277816 | TOTAL |  | 3 | HKR-10
751 | 765 | 40 | Sensible 30,800 BTUh | 76 db | 1556
4 Ton | [5 empty] | Heat for GSC13048
GSC130481 | AEPF426016 | HKR-10 | 14 SEER 46,000 BTUh / 12.2 EER | 1277817 | TOTAL |  | 3 | HKR-10
847 | 765 | 40 | Sensible 34,040 BTUh | 76 db | 1652
5 Ton | [5 empty] | Heat for GSC13060
GSC130601 | AEPF426016 | HKR-10 | 13.5 SEER 57,000 BTUh / 11.9 EER | 1277820 | TOTAL |  | 3 | HKR-10
982 | 765 | 40 | Sensible 41,200 BTUh | 77 db | 1787
Please see Heaters page for Heaters for ARUF / ARPF / AEPF / ASPF Air Handlers
► Don’t forget to order Hurricane Anchor kits - Each kit is good for 5 Condensers "ABK-20" |  |  |  | ABK-20 | 25.92
► 10 Year Compressor and Parts Warranty on GSC13 Condensers
► 10 Year Parts Warranty on AEPF Air Handlers (Limitations Apply)
▲ Air Handler Evap. Coil takes on the parts warranty of the matched Goodman Condenser
All 10 Year parts warranties on Air Handlers and GSC13 are for original owner and must be registered
Model | Nominal Cooling Capacity (BTU/h) | MOD* (amps) | Dimensions | Service Valve
|  |  | W x D x H | Liquid | Suction
GSC130181AA | 18000 | 15 | 26 x 26 x 29¾ | ⅜" | ¾"
GSC130241A | 24000 | 15 | 26 x 26 x 34¾ | ⅜" | ¾"
GSC130241C | 24000 | 20 | 26 x 26 x 34¾ | ⅜" | ¾"
GSC130301A | 30000 | 20 | 29 x 29 x 34¾ | ⅜" | ¾"
GSC130361AA | 36000 | 20 | 29 x 29 x 34¼ | ⅜" | ¾"
GSC130361BA | 36000 | 30 | 29 x 29 x 34¾ | ⅜" | ¾"
GSC130361CA | 36000 | 30 | 29 x 29 x 34¾ | ⅜" | ¾"
GSC130421AA | 42000 | 30 | 29 x 29 x 34¼ | ⅜" | ⅞"
GSC130481AA | 48000 | 40 | 29 x 29 x 38¼ | ⅜" | ⅞"
GSC130601B | 57000 | 50 | 35½ x 35½ x 38¼ | ⅜" | ⅞"
Model | Nominal Ratings |  | Dimensions | Service Valve
| Cooling (BTU/h) | CFM @ 0.3” ESP | W x D x H | Liquid | Suction
High / Low
AEPF183016B | 18,000 - 30,000 | 1200 / 600 | 19½” x 22” x 46¾” | ⅜” | ¾”
AEPF303616B | 30,000 - 36,000 | 1300 / 1200 | 22” x 24” x 53¼” | ⅜” | ⅞”
AEPF426016B | 42,000 - 60,000 | 2000 / 1200 | 22” x 24” x 53¼” | ⅜” | ⅞”

## GSC13 - AWUF
GSC13 R-22 Air Conditioner Split Systems - 13 Seer
AWUF Vertical Only - Multi Speed - Flowrater Coil - Air Handlers
UGE05018
Condenser | Air Handler | Heat Kit / Kw | Performance Data / ARI Number
1.5 Ton
GSC130181 | AWUF18051 | 5kW | 13 SEER 18,000 BTUh / 11.5 EER | ARI 728987 | TOTAL | 1 | AWUF18051
571 | 234 |  | Sensible 12,800 BTUh | 78 db | 805
2 Ton
GSC130241 | AWUF24051 | 5kW | 13 SEER 23,000 BTUh / 11.5 EER | ARI 734455 | TOTAL | 1 | AWUF24051
596 | 247 |  | Sensible 16,400 BTUh | 78 db | 843
2.5 Ton
GSC130301 | AWUF36081 | 8kW | 13 SEER 28,000 BTUh / 11.5 EER | ARI 734875 | TOTAL | 2 | AWUF36081
620 | 298 |  | Sensible 20,500 BTUh | 78 db | 918
3 Ton
GSC130361 | AWUF36101 | 10kW | 13 SEER 33,600 BTUh / 11.5 EER | ARI 734799 | TOTAL | 3 | AWUF36101
664 | 300 |  | Sensible 24,400 BTUh | 80 db | 964
► Don’t forget to order Hurricane Anchor kits - Each kit is good for 5 Condensers "ABK-20" |  |  |  | ABK-20 | 25.92
► 10 Year Compressor and Parts Warranty on GSC13 Condensers
► 10 Year Parts Warranty on AWUF Air Handlers (Limitations Apply)
▲ Air Handler Evap. Coil takes on the parts warranty of the matched Goodman Condenser
All 10 Year parts warranties on Air Handlers and GSC13 are for original owner and must be registered
Model | Nominal Cooling Capacity (BTU/h) | MOD* (amps) | Dimensions | Service Valve
|  |  | W x D x H | Liquid | Suction
GSC130181AA | 18000 | 15 | 26 x 26 x 29¾ | ⅜" | ¾"
GSC130241A | 24000 | 15 | 26 x 26 x 34¾ | ⅜" | ¾"
GSC130241C | 24000 | 20 | 26 x 26 x 34¾ | ⅜" | ¾"
GSC130301A | 30000 | 20 | 29 x 29 x 34¾ | ⅜" | ¾"
GSC130361AA | 36000 | 20 | 29 x 29 x 34¼ | ⅜" | ¾"
GSC130361BA | 36000 | 30 | 29 x 29 x 34¾ | ⅜" | ¾"
GSC130361CA | 36000 | 30 | 29 x 29 x 34¾ | ⅜" | ¾"
GSC130421AA | 42000 | 30 | 29 x 29 x 34¼ | ⅜" | ⅞"
GSC130481AA | 48000 | 40 | 29 x 29 x 38¼ | ⅜" | ⅞"
GSC130601B | 57000 | 50 | 35½ x 35½ x 38¼ | ⅜" | ⅞"
Model | Nominal Cooling Capacity (BTUH) | CFM @ 0.3” ESP | Dimensions | Service Valve
|  | High/Med/Low | W x D x H | Liquid | Suction
AWUF18051 | 18000 | 730/720 | 20³⁄16” x 16⅛” x 36” | ⅜” | ⅝”
AWUF18081 | 18000 | 730/720 | 20³⁄16” x 16⅛” x 36” | ⅜” | ⅝”
AWUF24051 | 24000 | 830/800 | 20³⁄16” x 16⅛” x 36” | ⅜” | ⅝”
AWUF24081 | 24000 | 830/800 | 20³⁄16” x 16⅛” x 36” | ⅜” | ⅝”
AWUF24101 | 24000 | 830/800 | 20³⁄16” x 16⅛” x 36” | ⅜” | ⅝”
AWUF36051 | 30,000-36,000 | 1110/1030 | 24” x 21” x 36” | ⅜” | ¾”
AWUF36081 | 30,000-36,000 | 1110/1030 | 24” x 21” x 36” | ⅜” | ¾”
AWUF36101 | 30,000-36,000 | 1110/1030 | 24” x 21” x 36” | ⅜” | ¾”

## GSC13 - ACNF
GSC13 R-22 Air Conditioner Split Systems - 13 Seer
ACNF Ceiling Mount Only - Multi Speed - Flowrater Coil - Air Handlers
UGE05018
Condenser | Air Handler | Heat Kit / Kw | Performance Data / ARI Number
1.5 Ton
GSC130181 | ACNF18051 | 5kW | 13 SEER 18,000 BTUh / 11.5 EER | ARI 728989 | TOTAL | 2 | ACNF18051
571 | 236 |  | Sensible 12,800 BTUh | 78 db | 807
2 Ton
GSC130241 | ACNF24051 | 5kW | 13 SEER 23,000 BTUh / 11.5 EER | ARI 734459 | TOTAL | 2 | ACNF24051
596 | 271 |  | Sensible 16,400 BTUh | 78 db | 867
2.5 Ton
GSC130301 | ACNF30081 | 8kW | 13 SEER 28,000 BTUh / 11.5 EER | ARI 734815 | TOTAL | 4 | ACNF30081
620 | 301 |  | Sensible 20,500 BTUh | 78 db | 921
3 Ton - Not Available at this time
► Don’t forget to order Hurricane Anchor kits - Each kit is good for 5 Condensers "ABK-20" |  |  |  | ABK-20 | 25.92
► 10 Year Compressor and Parts Warranty on GSC13 Condensers
► 10 Year Parts Warranty on ACNF Air Handlers (
▲ Air Handler Evap. Coil takes on the parts warranty of the matched Goodman Condenser
All 10 Year parts warranties on Air Handlers and GSC13 are for original owner and must be registered
Model | Nominal Cooling Capacity (BTU/h) | MOD* (amps) | Dimensions | Service Valve
|  |  | W x D x H | Liquid | Suction
GSC130181AA | 18000 | 15 | 26 x 26 x 29¾ | ⅜" | ¾"
GSC130241A | 24000 | 15 | 26 x 26 x 34¾ | ⅜" | ¾"
GSC130241C | 24000 | 20 | 26 x 26 x 34¾ | ⅜" | ¾"
GSC130301A | 30000 | 20 | 29 x 29 x 34¾ | ⅜" | ¾"
GSC130361AA | 36000 | 20 | 29 x 29 x 34¼ | ⅜" | ¾"
GSC130361BA | 36000 | 30 | 29 x 29 x 34¾ | ⅜" | ¾"
GSC130361CA | 36000 | 30 | 29 x 29 x 34¾ | ⅜" | ¾"
GSC130421AA | 42000 | 30 | 29 x 29 x 34¼ | ⅜" | ⅞"
GSC130481AA | 48000 | 40 | 29 x 29 x 38¼ | ⅜" | ⅞"
GSC130601B | 57000 | 50 | 35½ x 35½ x 38¼ | ⅜" | ⅞"
Model | Nominal Cooling Capacity (BTUH) | CFM @ 0.3” ESP | Dimensions | Service Valve
|  | High/Med/Low | W x D x H | Liquid | Suction
ACNF18001 | 18000 | 710/590 | 37¼” x 21” x 10” | ⅜” | ⅝”
ACNF18051 | 18000 | 710/540 | 37¼” x 21” x 10” | ⅜” | ⅝”
ACNF18061 | 18000 | 710/590 | 37¼” x 21” x 10” | ⅜” | ⅝”
ACNF18081 | 18000 | 710/590 | 37¼” x 21” x 10” | ⅜” | ⅝”
ACNF24001 | 24000 | 1020/790 | 43¼” x 21” x 10” | ⅜” | ¾”
ACNF24051 | 24000 | 1020/790 | 43¼” x 21” x 10” | ⅜” | ¾”
ACNF24061 | 24000 | 1020/790 | 43¼” x 21” x 10” | ⅜” | ¾”
ACNF24081 | 24000 | 1020/790 | 43¼” x 21” x 10” | ⅜” | ¾”
ACNF24101 | 24000 | 1020/790 | 43¼” x 21” x 10” | ⅜” | ¾”
ACNF30001 | 30000 | 1150/880 | 49¼” x 21” x 10” | ⅜” | ¾”
ACNF30051 | 30000 | 1150/880 | 49¼” x 21” x 10” | ⅜” | ¾”
ACNF30061 | 30000 | 1150/880 | 49¼” x 21” x 10” | ⅜” | ¾”
ACNF30081 | 30000 | 1150/880 | 49¼” x 21” x 10” | ⅜” | ¾”
ACNF30101 | 30000 | 1150/880 | 49¼” x 21” x 10” | ⅜” | ¾”

## SSZ16 - MBE
SSZ16 410a Heat Pump Split Systems - 16 Seer w/ Variable Speed
Variable Speed - Two Piece Systems - MBE Blowers
UGE05018
|  | Coil |  |  |  | ARI Number
Condenser | Blower | Direction | Heat Kit / Kw | Performance Data | Efficiency | TXV / db Rating
2 Ton | [8 empty] | SSZ160241
SSZ160241 | MBE1600AA-1 | CAPF3636C6 | HKR-05 | C - 24,000 BTUh / H - 23,000 BTUh | 16 SEER | 1047212 | TOTAL |  |  | 2 | HKR-05
1280 | 409 | 211 | 31 | Sensible 18,720 BTUh | 13.0 EER | TXV | 1972
TX2N4 | 41 | VERTICAL | TXV REQUIRED FOR THIS MATCH-UP |  | 9.5 HSPF | 70
3 Ton | [7 empty] | Heat for | SSZ160361
SSZ160361 | MBE2000AA-1 | CAPF4860D6 | HKR-05 | C - 34,600 BTUh / H - 34,400 BTUh | 16 SEER | 1180868 | TOTAL |  |  | 2 | HKR-05
1578 | 438 | 281 | 31 | Sensible 26,296 BTUh | 13.0 EER | TXV | 2369
TX3N4 | 41 | VERTICAL | TXV REQUIRED FOR THIS MATCH-UP |  | 9.5 HSPF | 71
SSZ160361 | MBE2000AA-1 | CHPF4860D6 | HKR-05 | C - 34,600 BTUh / H - 34,400 BTUh | 16 SEER | 1145316 | TOTAL |  |  | 2 | HKR-05
1578 | 438 | 278 | 31 | Sensible 26,296 BTUh | 13.0 EER | TXV | 2366
TX3N4 | 41 | HORIZONTAL | TXV REQUIRED FOR THIS MATCH-UP |  | 9.5 HSPF | 71
4 Ton | [7 empty] | Heat for | SSZ160481
SSZ160481 | MBE2000AA-1 | CAPF4860D6 | HKR-10 | C - 47,000 BTUh / H - 46,000 BTUh | 16 SEER | 1047241 | TOTAL |  |  | 4 | HKR-10
1877 | 438 | 281 | 40 | Sensible 36,190 BTUh | 13.0 EER | TXV | 2677
TX5N4 | 41 | VERTICAL | TXV REQUIRED FOR THIS MATCH-UP |  | 9.5 HSPF | 71
SSZ160481 | MBE2000AA-1 | CHPF4860D6 | HKR-10 | C - 47,000 BTUh / H - 46,000 BTUh | 16 SEER | 1047252 | TOTAL |  |  | 4 | HKR-10
1877 | 438 | 278 | 40 | Sensible 36,190 BTUh | 13.0 EER | TXV | 2674
TX5N4 | 41 | HORIZONTAL | TXV REQUIRED FOR THIS MATCH-UP |  | 9.5 HSPF | 71
5 Ton | [7 empty] | Heat for | SSZ160601
SSZ160601 | MBE2000AA-1 | CAPF4860D6 | HKR-10 | C - 57,000 BTUh / H - 57,000 BTUh | 16 SEER | 1047256 | TOTAL |  |  | 4 | HKR-10
2236 | 438 | 281 | 40 | Sensible 42,180 BTUh | 12.2 EER | TXV | 3036
TX5N4 | 41 | VERTICAL | TXV REQUIRED FOR THIS MATCH-UP |  | 9.75 HSPF | 72
SSZ160601 | MBE2000AA-1 | CHPF4860D6 | HKR-10 | C - 57,000 BTUh / H - 57,000 BTUh | 16 SEER | 1047258 | TOTAL |  |  | 4 | HKR-10
2236 | 438 | 278 | 40 | Sensible 42,180 BTUh | 12.2 EER | TXV | 3033
TX5N4 | 41 | HORIZONTAL | TXV REQUIRED FOR THIS MATCH-UP |  | 9.75 HSPF | 72
Please see Heaters page for Heaters for MBE Variable Speed Blowers
► Don’t forget to order Hurricane Anchor kits - Each kit is good for 5 Condensers "ABK-20" | [5 empty] | ABK-20 | 25.92
► "Limited Lifetime" Compressor and 10 Year Parts Warranty on SSZ16 Condensers
► 10 Year Parts Warranty on MBE Blowers and Coils (Limitations Apply)
▲ Air Handler Evap. Coil takes on the parts warranty of the matched Goodman Condenser
Model | Nominal Cooling Capacity (BTU/h) | Nominal Heating Capacity (BTU/h) | MOD* (amps) | Dimensions | Shipping Weight | Service Valve
|  |  |  | W x D x H |  | Liquid | Suction
SSZ160241A | 24000 | 24000 | 30 | 29 x 29 x 38¼ | 282 | ⅜" | ¾"
SSZ160361A | 36000 | 36000 | 30 | 35½ x 35½ x 38¼ | 282 | ⅜" | ¾"
SSZ160481A | 48000 | 48000 | 40 | 35½ x 35½ x 38¼ | 282 | ⅜" | ⅞"
SSZ160601A | 60000 | 60000 | 50 | 35½ x 35½ x 38¼ | 296 | ⅜" | ⅞"
Blower Model | CFM @ 0.3” ESP | Cabinet | Shipping | Dimensions |  | Electrical
| High / Low | Size | Weight (lbs) | W x D x H |  | Motor | MOD* (amps)
MBE1200AA-1 | 1200 / 600 | B | 72 | 17½" x 21" x 26" |  | ½ hp | 15
MBE1600AA-1 | 1600 / 1200 | C | 82 | 21" x 21" x 30" |  | ¾ hp | 15
MBE2000AA-1 | 2000 / 1200 | D | 94 | 24½" x 21" x 30" |  | ¾ hp | 15
Coil Model | Nominal | Cabinet | Shipping | Dimensions |  | Connections
| Tonnage | Size | Weight (lbs) | W x D x H |  | Liquid | Suction
CAPF3636C6 | 3 | C | 65 | 21" x 21" x 26" |  | ⅜" | ⅞"
CAPF4860D6 | 4-5 | D | 75 | 24½" x 21" x 30" |  | ⅜" | ⅞"
CHPF4860D6 | 4-5 | D | 70 | 21 1/8" x 26" x 24½" |  | ⅜" | ⅞"

## SSZ16 - AEPF 16B
SSZ16 410a Heat Pump Split Systems - 15 / 16 Seer
Factory Sealed - AEPF16B Air Handlers - Multiposition - Variable Speed - Flowrater Coils
UGE05018
Revised Heat Kit Ratings Plate
ARI Listing
Condenser | Air Handler | Heat Kit / Kw | Performance Data |  | TXV / db
2 Ton | [6 empty] | Heat for SSZ16024 | Heaters for SSZ16024 with ARPF032
SSZ160241 | AEPF303616 | HKR-05 | C-24,000 BTUh / H-23,000 BTUh | 16 SEER / 13.0 EER | 1277869 | TOTAL |  | 1 | HKR-05
1280 | 688 | 31 | Sensible 18,720 BTUh | 9.5 HSPF | TXV | 2040
TX3N4 | 41 | TXV REQUIRED FOR THIS MATCH-UP |  |  | 70 db
3 Ton | [6 empty] | Heat for SSZ16036 | Heaters for SSZ16036 with ARPF049
SSZ160361 | AEPF426016 | HKR-08 | C-34,600 BTUh / H-34,400 BTUh | 16 SEER / 13.0 EER | 1277862 | TOTAL |  | 2 | HKR-08
1578 | 765 | 39 | Sensible 26,296 BTUh | 9.75 HSPF | TXV | 2423
TX3N4 | 41 | TXV REQUIRED FOR THIS MATCH-UP |  |  | 71 db
4 Ton | [6 empty] | Heat for SSZ16048 | Heaters for SSZ16042 with ARPF049
SSZ160481 | AEPF426016 | HKR-10 | C-45,500 BTUh / H-46,000 BTUh | 15.5 SEER / 12.5 EER | 1277863 | TOTAL |  | 3 | HKR-10
1877 | 765 | 40 | Sensible 35,035 BTUh | 9.0 HSPF | TXV | 2723
TX5N4 | 41 | TXV REQUIRED FOR THIS MATCH-UP |  |  | 71 db
5 Ton | [6 empty] | Heat for SSZ16060 | Heaters for SSZ16042 with ARPF049
SSZ160601 | AEPF426016 | HKR-10 | C-57,000 BTUh / H-57,000 BTUh | 15 SEER / 11.5 EER | 1277870 | TOTAL |  | 3 | HKR-10
2236 | 765 | 40 | Sensible 42,180 BTUh | 9.0 HSPF | TXV | 3082
TX5N4 | 41 | TXV REQUIRED FOR THIS MATCH-UP |  |  | 72 db
Please see Heaters page for Heaters for ARUF / ARPF / AEPF / ASPF Air Handlers
► Don’t forget to order Hurricane Anchor kits - Each kit is good for 5 Condensers "ABK-20" |  |  |  |  | ABK-20 | 25.92
► "Limited Lifetime" Compressor and 10 Year Parts Warranty on SSZ16 Condensers
► 10 Year Parts Warranty on AEPF Air Handlers (Limitations Apply)
▲ Air Handler Evap. Coil takes on the parts warranty of the matched Goodman Condenser
All 10 Year parts warranties on Air Handlers are for original owner and must be registered
Model | Nominal Cooling Capacity (BTU/h) | Nominal Heating Capacity (BTU/h) | MOD* (amps) | Dimensions | Service Valve
|  |  |  | W x D x H | Liquid | Suction
SSZ160241A | 24000 | 24000 | 30 | 29x29x38¼ | ⅜" | ¾"
SSZ160361A | 36000 | 36000 | 30 | 35½x35½x38¼ | ⅜" | ¾"
SSZ160481A | 48000 | 48000 | 40 | 35½x35½x38¼ | ⅜" | ⅞"
SSZ160601A | 60000 | 60000 | 50 | 35½x35½x38¼ | ⅜" | ⅞"
Model | Nominal Ratings |  |  | Dimensions | Service Valve
| Cooling (BTU/h) | CFM @ 0.3” ESP | Electric Heat (kW) | W x D x H | Liquid | Suction
High / Low
AEPF183016B | 18,000 - 30,000 | 1200 / 600 | 5, 8, 10 | 19½” x 22” x 46¾” | ⅜” | ¾”
AEPF303616B | 30,000 - 36,000 | 1300 / 1200 | 5, 8, 10, 15 | 22” x 24” x 53¼” | ⅜” | ⅞”
AEPF426016B | 42,000 - 60,000 | 2000 / 1200 | 5, 8, 10, 15, 20, 21 | 22” x 24” x 53¼” | ⅜” | ⅞”

## SSZ16 - ASPF
SSZ16 410a Heat Pump Split Systems - 15.5 / 16 Seer
Factory Sealed - EEM Motor High Efficiency - ASPF (Flowrater) Air Handlers
UGE05018
ARI Listing
Condenser | Air Handler | Heat Kit / Kw | Performance Data |  | TXV / db
2 Ton | [6 empty] | Heat for SSZ16024 | Heaters for SSZ16024 with ARPF032
SSZ160241 | ASPF303616 | HKR-05 | C-24,000 BTUh / H-22,600 BTUh | 16 SEER / 13.0 EER | 1291298 | TOTAL |  | 1 | HKR-05
1280 | 592 | 31 | Sensible 18,720 BTUh | 9.5 HSPF | TXV | 1944
TX2N4 | 41 | TXV REQUIRED FOR THIS MATCH-UP |  |  | 70 db
3 Ton | [6 empty] | Heat for SSZ16036 | Heaters for SSZ16036 with ARPF049
SSZ160361 | ASPF426016 | HKR-08 | C-34,600 BTUh / H-34,600 BTUh | 16 SEER / 13.0 EER | 1291300 | TOTAL |  | 2 | HKR-08
1578 | 659 | 39 | Sensible 26,296 BTUh | 9.50 HSPF | TXV | 2317
TX3N4 | 41 | TXV REQUIRED FOR THIS MATCH-UP |  |  | 71 db
4 Ton | [6 empty] | Heat for SSZ16048 | Heaters for SSZ16042 with ARPF049
SSZ160481 | ASPF426016 | HKR-10 | C-45,500 BTUh / H-46,000 BTUh | 15.5 SEER / 12.5 EER | 1291301 | TOTAL |  | 3 | HKR-10
1877 | 659 | 40 | Sensible 35,035 BTUh | 9.0 HSPF | TXV | 2617
TX5N4 | 41 | TXV REQUIRED FOR THIS MATCH-UP |  |  | 71 db
5 Ton - "Not Available" at this time
Please see Heaters page for Heaters for ARPF / ARPF / AEPF / ASPF Air Handlers
► Don’t forget to order Hurricane Anchor kits - Each kit is good for 5 Condensers "ABK-20" |  |  |  |  | ABK-20 | 25.92
► "Limited Lifetime" Compressor and 10 Year Parts Warranty on SSZ16 Condensers
► 10 Year Parts Warranty on ASPF Air Handlers (Limitations Apply)
▲ Air Handler Evap. Coil takes on the parts warranty of the matched Goodman Condenser
All 10 Year parts warranties on Air Handlers are for original owner and must be registered
Model | Nominal Cooling Capacity (BTU/h) | Nominal Heating Capacity (BTU/h) | MOD* (amps) | Dimensions | Service Valve
|  |  |  | W x D x H | Liquid | Suction
SSZ160241A | 24000 | 24000 | 30 | 29x29x38¼ | ⅜" | ¾"
SSZ160361A | 36000 | 36000 | 30 | 35½x35½x38¼ | ⅜" | ¾"
SSZ160481A | 48000 | 48000 | 40 | 35½x35½x38¼ | ⅜" | ⅞"
SSZ160601A | 60000 | 60000 | 50 | 35½x35½x38¼ | ⅜" | ⅞"
Model | Nominal Ratings |  |  | Dimensions | Service Valve
| Cooling (BTU/h) | Electric Heat (kW) | CFM @ 0.3” ESP | W x D x H | Liquid | Suction
High - Low
ASPF183016A | 18,000 - 30,000 | 5, 8, 10 | 1085 / 1015 / 850 / 765 / 650 | 19½” x 22” x 46¾” | ⅜” | ¾”
ASPF303616A | 30,000 - 36,000 | 5, 8, 10, 15 | 1350 / 1195 / 1020 / 795 / 600 | 22” x 24” x 53¼” | ⅜” | ⅞”
ASPF426016A | 42,000 - 60,000 | 5, 8, 10, 15, 20, 21 | 2000 / 1810 / 1555 / 1325 / 1040 | 22” x 24” x 53¼” | ⅜” | ⅞”

## SSZ14 - ARUF
SSZ14 410a Heat Pump Split Systems - 14 Seer
ARUF Air Handlers - Multiposition - Multi Speed - Flowrater Coils
UGE05018
ARI Listing
Condenser | Air Handler | Heat Kit / Kw | Performance Data |  | TXV / db
1.5 Ton | [6 empty] | Heat for SSZ14018 | Heaters for SSZ14018 with ARUF032
SSZ140181 | ARUF193116 | HKR-05 | C-19,000 BTUh / H-18,000 BTUh | 14.5 SEER / 12.5 EER | 1032058 | TOTAL |  | 2 | HKR-05
976 | 414 | 31 | Sensible 13,870 BTUh | 8.3 HSPF | TXV | 1462
TX2N4 | 41 | TXV REQUIRED FOR THIS MATCH-UP |  |  | 70 db
2 Ton | [6 empty] | Heat for SSZ14024 | Heaters for SSZ14024 with ARUF032
SSZ140241 | ARUF193116 | HKR-05 | C-25,000 BTUh / H-24,400 BTUh | 14 SEER / 12.0 EER | 1032059 | TOTAL |  | 2 | HKR-05
996 | 414 | 31 | Sensible 18,750 BTUh | 8.5 HSPF | TXV | 1482
TX2N4 | 41 | TXV REQUIRED FOR THIS MATCH-UP |  |  | 72 db
2.5 Ton | [6 empty] | Heat for SSZ14030 | Heaters for SSZ14030 with ARUF042
SSZ140301 | ARUF193116 | HKR-05 | C-28,800 BTUh / H-28,000 BTUh | 14 SEER / 12.0 EER | 1044492 | TOTAL |  | 2 | HKR-05
1108 | 414 | 31 | Sensible 22,464 BTUh | 8.5 HSPF | TXV | 1594
TX3N4 | 41 | TXV REQUIRED FOR THIS MATCH-UP |  |  | 72 db
3 Ton | [6 empty] | Heat for SSZ14036 | Heaters for SSZ14036 with ARUF049
SSZ140361 | ARUF374316 | HKR-08 | C-35,000 BTUh / H-35,000 BTUh | 14 SEER / 12.0 EER | 1038362 | TOTAL |  | 4 | HKR-08
1228 | 514 | 39 | Sensible 25,200 BTUh | 9.0 HSPF | TXV | 1822
TX3N4 | 41 | TXV REQUIRED FOR THIS MATCH-UP |  |  | 73 db
3.5 Ton | [6 empty] | Heat for SSZ14042 | Heaters for SSZ14042 with ARUF049
SSZ140421 | ARUF374316 | HKR-10 | C-40,000 BTUh / H-40,000 BTUh | 14 SEER / 12.0 EER | 1038360 | TOTAL |  | 5 | HKR-10
1354 | 514 | 40 | Sensible 30,800 BTUh | 9.0 HSPF | TXV | 1949
TX5N4 | 41 | TXV REQUIRED FOR THIS MATCH-UP |  |  | 73 db
4 Ton | [6 empty] | Heat for SSZ14048 | Heaters for SSZ14042 with ARUF049
SSZ140481 | ARUF374316 | HKR-10 | C-47,000 BTUh / H-47,000 BTUh | 14 SEER / 12.0 EER | 1038359 | TOTAL |  | 5 | HKR-10
1460 | 514 | 40 | Sensible 35,720 BTUh | 8.5 HSPF | TXV | 2055
TX5N4 | 41 | TXV REQUIRED FOR THIS MATCH-UP |  |  | 74 db
5 Ton | [6 empty] | Heat for SSZ14060 | Heaters for SSZ14042 with ARUF049
SSZ140601 | ARUF374316 | HKR-10 | C-57,000 BTUh / H-57,000 BTUh | 13.5 SEER / 11.5 EER | 1038358 | TOTAL |  | 5 | HKR-10
1739 | 514 | 40 | Sensible 42,180 BTUh | 8.5 HSPF | TXV | 2334
TX5N4 | 41 | TXV REQUIRED FOR THIS MATCH-UP |  |  | 75 db
Please see Heaters page for Heaters for ARUF / ARPF / AEPF / ASPF Air Handlers
► Don’t forget to order Hurricane Anchor kits - Each kit is good for 5 Condensers "ABK-20" |  |  |  |  | ABK-20 | 25.92
► "Limited Lifetime" Compressor and 10 Year Parts Warranty on SSZ14 Condensers
► 10 Year Parts Warranty on ARUF Air Handlers (Limitations Apply)
▲ Air Handler Evap. Coil takes on the parts warranty of the matched Goodman Condenser
All 10 Year parts warranties on Air Handlers are for original owner and must be registered
Model | Nominal Cooling Capacity (BTU/h) | Nominal Heating Capacity (BTU/h) | MOD* (amps) | Dimensions | Service Valve
|  |  |  | W x D x H | Liquid | Suction
SSZ140181A | 18000 | 18000 | 20 | 29 x 29 x 34¼ | ⅜" | ¾"
SSZ140241A | 24000 | 24000 | 20 | 29 x 29 x 38¼ | ⅜" | ¾"
SSZ140301A | 28000 | 28000 | 30 | 29 x 29 x 32¼ | ⅜" | ¾"
SSZ140361A | 35000 | 36000 | 30 | 35½ x 35½ x 38¼ | ⅜" | ⅞"
SSZ140421A | 40000 | 42000 | 40 | 35½ x 35½ x 38¼ | ⅜" | ⅞"
SSZ140481A | 45000 | 46600 | 40 | 35½ x 35½ x 34¼ | ⅜" | ⅞"
SSZ140601A | 57600 | 59000 | 60 | 35½ x 35½ x 38¼ | ⅜" | ⅞"
Model | Nominal Ratings |  |  | Dimensions | Service Valve
| Cooling (BTU/h) | CFM @ 0.3” ESP | Electric Heat (kW) | W x D x H | Liquid | Suction
High / Med / Low
ARUF18241/16 | 18,000 - 24,000 | 1025 / 790 / 570 | 3, 5, 6, 8, 10, 15 | 15½” x 22” x 42⅛” | ⅜” | ¾”
ARUF19311/16 | 18,000 - 30,000 | 1025 / 780 / 545 | 3, 5, 6, 8, 10, 15 | 19½” x 22” x 46¾” | ⅜” | ⅞”
ARUF30301/16 | 30000 | 1330 / 1230 / 980 | 3, 5, 6, 8, 10, 15, 20, 21 | 19½” x 22” x 46¾” | ⅜” | ¾”
ARUF36421/16 | 36,000 - 42,000 | 1645 / 1440 / 1275 | 3, 5, 6, 8, 10, 15, 20, 21 | 22” x 24” x 53¼” | ⅜” | ⅞”
ARUF37431/16 | 36,000 - 42,000 | 1925 / 1550 / 1345 | 3, 5, 6, 8, 10, 15, 20, 21 | 22” x 24” x 53¼” | ⅜” | ⅞”
ARUF48601/16 | 48,000 - 60,000 | 1985 / 1875 / 1650 | 3, 5, 6, 8, 10, 15, 20, 21 | 22” x 24” x 53¼” | ⅜” | ⅞”

## SSZ14 - ARPF
SSZ14 410a Heat Pump Split Systems - 14 Seer
Factory Sealed - ARPF Air Handlers - Multiposition - Multi Speed - Flowrater Coils
UGE05018
ARI Listing
Condenser | Air Handler | Heat Kit / Kw | Performance Data |  | TXV / db
1.5 Ton | [6 empty] | Heat for SSZ14018 | Heaters for SSZ14018 with ARPF032
SSZ140181 | ARPF193116 | HKR-05 | C-19,000 BTUh / H-18,000 BTUh | 14.5 SEER / 12.5 EER | 1038366 | TOTAL |  | 2 | HKR-05
976 | 455 | 31 | Sensible 13,870 BTUh | 8.5 HSPF | TXV | 1503
TX2N4 | 41 | TXV REQUIRED FOR THIS MATCH-UP |  |  | 72 db
2 Ton | [6 empty] | Heat for SSZ14024 | Heaters for SSZ14024 with ARPF032
SSZ140241 | ARPF193116 | HKR-05 | C-24,000 BTUh / H-22,000 BTUh | 14 SEER / 12.0 EER | 1038364 | TOTAL |  | 2 | HKR-05
996 | 455 | 31 | Sensible 18,000 BTUh | 8.5 HSPF | TXV | 1523
TX2N4 | 41 | TXV REQUIRED FOR THIS MATCH-UP |  |  | 72 db
2.5 Ton | [6 empty] | Heat for SSZ14030 | Heaters for SSZ14030 with ARPF042
SSZ140301 | ARPF193116 | HKR-05 | C-28,800 BTUh / H-28,000 BTUh | 14 SEER / 12.0 EER | 1044493 | TOTAL |  | 2 | HKR-05
1108 | 455 | 31 | Sensible 22,464 BTUh | 8.5 HSPF | TXV | 1635
TX3N4 | 41 | TXV REQUIRED FOR THIS MATCH-UP |  |  | 73 db
3 Ton | [6 empty] | Heat for SSZ14036 | Heaters for SSZ14036 with ARPF049
SSZ140361 | ARPF374316 | HKR-08 | C-35,000 BTUh / H-35,000 BTUh | 14 SEER / 12.0 EER | 1038363 | TOTAL |  | 4 | HKR-08
1228 | 558 | 39 | Sensible 25,200 BTUh | 9.0 HSPF | TXV | 1866
TX3N4 | 41 | TXV REQUIRED FOR THIS MATCH-UP |  |  | 73 db
3.5 Ton | [6 empty] | Heat for SSZ14042 | Heaters for SSZ14042 with ARPF049
SSZ140421 | ARPF374316 | HKR-10 | C-40,000 BTUh / H-40,000 BTUh | 14 SEER / 12.0 EER | 1038361 | TOTAL |  | 5 | HKR-10
1354 | 558 | 40 | Sensible 30,800 BTUh | 9.0 HSPF | TXV | 1993
TX5N4 | 41 | TXV REQUIRED FOR THIS MATCH-UP |  |  | 73 db
4 Ton | [6 empty] | Heat for SSZ14048 | Heaters for SSZ14042 with ARPF049
SSZ140481 | ARPF374316 | HKR-10 | C-47,000 BTUh / H-47,000 BTUh | 14 SEER / 12.0 EER | 1038357 | TOTAL |  | 5 | HKR-10
1460 | 558 | 40 | Sensible 35,720 BTUh | 8.5 HSPF | TXV | 2099
TX5N4 | 41 | TXV REQUIRED FOR THIS MATCH-UP |  |  | 74 db
5 Ton | [6 empty] | Heat for SSZ14060 | Heaters for SSZ14042 with ARPF049
SSZ140601 | ARPF374316 | HKR-10 | C-57,000 BTUh / H-57,000 BTUh | 13.5 SEER / 11.5 EER | 1038356 | TOTAL |  | 5 | HKR-10
1739 | 558 | 40 | Sensible 42,180 BTUh | 8.5 HSPF | TXV | 2378
TX5N4 | 41 | TXV REQUIRED FOR THIS MATCH-UP |  |  | 75 db
Please see Heaters page for Heaters for ARUF / ARPF / AEPF / ASPF Air Handlers
► Don’t forget to order Hurricane Anchor kits - Each kit is good for 5 Condensers "ABK-20" |  |  |  |  | ABK-20 | 25.92
► "Limited Lifetime" Compressor and 10 Year Parts Warranty on SSZ14 Condensers
► 10 Year Parts Warranty on ARPF Air Handlers (Limitations Apply)
▲ Air Handler Evap. Coil takes on the parts warranty of the matched Goodman Condenser
All 10 Year parts warranties on Air Handlers are for original owner and must be registered
Model | Nominal Cooling Capacity (BTU/h) | Nominal Heating Capacity (BTU/h) | MOD* (amps) | Dimensions | Service Valve
|  |  |  | W x D x H | Liquid | Suction
SSZ140181A | 18000 | 18000 | 20 | 29 x 29 x 34¼ | ⅜" | ¾"
SSZ140241A | 24000 | 24000 | 20 | 29 x 29 x 38¼ | ⅜" | ¾"
SSZ140301A | 28000 | 28000 | 30 | 29 x 29 x 32¼ | ⅜" | ¾"
SSZ140361A | 35000 | 36000 | 30 | 35½ x 35½ x 38¼ | ⅜" | ⅞"
SSZ140421A | 40000 | 42000 | 40 | 35½ x 35½ x 38¼ | ⅜" | ⅞"
SSZ140481A | 45000 | 46600 | 40 | 35½ x 35½ x 34¼ | ⅜" | ⅞"
SSZ140601A | 57600 | 59000 | 60 | 35½ x 35½ x 38¼ | ⅜" | ⅞"
Model | Nominal Ratings |  |  | Dimensions | Service Valve
| Cooling (BTU/h) | CFM @ 0.3” ESP | Electric Heat (kW) | W x D x H | Liquid | Suction
High / Med / Low
ARPF18241/16 | 18,000 - 24,000 | 1025 / 790 / 570 | 3, 5, 6, 8, 10, 15 | 15½” x 22” x 42⅛” | ⅜” | ¾”
ARPF19311/16 | 18,000 - 30,000 | 1025 / 780 / 545 | 3, 5, 6, 8, 10, 15 | 19½” x 22” x 46¾” | ⅜” | ⅞”
ARPF30301/16 | 30000 | 1330 / 1230 / 980 | 3, 5, 6, 8, 10, 15, 20, 21 | 19½” x 22” x 46¾” | ⅜” | ¾”
ARPF36421/16 | 36,000 - 42,000 | 1645 / 1440 / 1275 | 3, 5, 6, 8, 10, 15, 20, 21 | 22” x 24” x 53¼” | ⅜” | ⅞”
ARPF37431/16 | 36,000 - 42,000 | 1925 / 1550 / 1345 | 3, 5, 6, 8, 10, 15, 20, 21 | 22” x 24” x 53¼” | ⅜” | ⅞”
ARPF48601/16 | 48,000 - 60,000 | 1985 / 1875 / 1650 | 3, 5, 6, 8, 10, 15, 20, 21 | 22” x 24” x 53¼” | ⅜” | ⅞”

## SSZ14 - ASPF
SSZ14 410a Heat Pump Split Systems - 14.5 / 15 Seer
Factory Sealed - EEM Motor High Efficiency - ASPF (Flowrater) Air Handlers
UGE05018
ARI Listing
Condenser | Air Handler | Heat Kit / Kw | Performance Data |  | TXV / db
1.5 Ton | [6 empty] | Heat for SSZ14018 | Heaters for SSZ14018 with ARPF032
SSZ140181 | ASPF183016 | HKR-05 | C-19,000 BTUh / H-18,000 BTUh | 15 SEER / 13.0 EER | 1288545 | TOTAL |  | 1 | HKR-05
976 | 485 | 31 | Sensible 13,870 BTUh | 8.5 HSPF | TXV | 1533
TX2N4 | 41 | TXV REQUIRED FOR THIS MATCH-UP |  |  | 72 db
2 Ton | [6 empty] | Heat for SSZ14024 | Heaters for SSZ14024 with ARPF032
SSZ140241 | ASPF303616 | HKR-05 | C-24,000 BTUh / H-22,000 BTUh | 15 SEER / 13.0 EER | 1288546 | TOTAL |  | 1 | HKR-05
996 | 592 | 31 | Sensible 18,000 BTUh | 8.5 HSPF | TXV | 1660
TX2N4 | 41 | TXV REQUIRED FOR THIS MATCH-UP |  |  | 72 db
2.5 Ton | [6 empty] | Heat for SSZ14030 | Heaters for SSZ14030 with ARPF042
SSZ140301 | ASPF303616 | HKR-05 | C-30,000 BTUh / H-28,000 BTUh | 15 SEER / 13.0 EER | 1288547 | TOTAL |  | 1 | HKR-05
1108 | 592 | 31 | Sensible 23,400 BTUh | 8.5 HSPF | TXV | 1772
TX3N4 | 41 | TXV REQUIRED FOR THIS MATCH-UP |  |  | 73 db
3 Ton | [6 empty] | Heat for SSZ14036 | Heaters for SSZ14036 with ARPF049
SSZ140361 | ASPF303616 | HKR-08 | C-36,000 BTUh / H-34,600 BTUh | 15 SEER / 12.5 EER | 1288548 | TOTAL |  | 2 | HKR-08
1228 | 592 | 39 | Sensible 25,920 BTUh | 9.0 HSPF | TXV | 1900
TX3N4 | 41 | TXV REQUIRED FOR THIS MATCH-UP |  |  | 73 db
3.5 Ton | [6 empty] | Heat for SSZ14042 | Heaters for SSZ14042 with ARPF049
SSZ140421 | ASPF426016 | HKR-10 | C-41,000 BTUh / H-40,000 BTUh | 15 SEER / 13.0 EER | 1288550 | TOTAL |  | 3 | HKR-10
1354 | 659 | 40 | Sensible 31,570 BTUh | 9.0 HSPF | TXV | 2094
TX5N4 | 41 | TXV REQUIRED FOR THIS MATCH-UP |  |  | 73 db
4 Ton | [6 empty] | Heat for SSZ14048 | Heaters for SSZ14042 with ARPF049
SSZ140481 | ASPF426016 | HKR-10 | C-47,000 BTUh / H-47,000 BTUh | 15 SEER / 13.0 EER | 1288551 | TOTAL |  | 3 | HKR-10
1460 | 659 | 40 | Sensible 35,720 BTUh | 8.75 HSPF | TXV | 2200
TX5N4 | 41 | TXV REQUIRED FOR THIS MATCH-UP |  |  | 74 db
5 Ton | [6 empty] | Heat for SSZ14060 | Heaters for SSZ14042 with ARPF049
SSZ140601 | ASPF426016 | HKR-10 | C-57,000 BTUh / H-59,000 BTUh | 14.5 SEER / 12.0 EER | 1288552 | TOTAL |  | 3 | HKR-10
1739 | 659 | 40 | Sensible 42,180 BTUh | 8.75 HSPF | TXV | 2479
TX5N4 | 41 | TXV REQUIRED FOR THIS MATCH-UP |  |  | 75 db
Please see Heaters page for Heaters for ARUF / ARPF / AEPF / ASPF Air Handlers
► Don’t forget to order Hurricane Anchor kits - Each kit is good for 5 Condensers "ABK-20" |  |  |  |  | ABK-20 | 25.92
► "Limited Lifetime" Compressor and 10 Year Parts Warranty on SSZ14 Condensers
► 10 Year Parts Warranty on ASPF Air Handlers (Limitations Apply)
▲ Air Handler Evap. Coil takes on the parts warranty of the matched Goodman Condenser
All 10 Year parts warranties on Air Handlers are for original owner and must be registered
Model | Nominal Cooling Capacity (BTU/h) | Nominal Heating Capacity (BTU/h) | MOD* (amps) | Dimensions | Service Valve
|  |  |  | W x D x H | Liquid | Suction
SSZ140181A | 18000 | 18000 | 20 | 29 x 29 x 34¼ | ⅜" | ¾"
SSZ140241A | 24000 | 24000 | 20 | 29 x 29 x 38¼ | ⅜" | ¾"
SSZ140301A | 28000 | 28000 | 30 | 29 x 29 x 32¼ | ⅜" | ¾"
SSZ140361A | 35000 | 36000 | 30 | 35½ x 35½ x 38¼ | ⅜" | ⅞"
SSZ140421A | 40000 | 42000 | 40 | 35½ x 35½ x 38¼ | ⅜" | ⅞"
SSZ140481A | 45000 | 46600 | 40 | 35½ x 35½ x 34¼ | ⅜" | ⅞"
SSZ140601A | 57600 | 59000 | 60 | 35½ x 35½ x 38¼ | ⅜" | ⅞"
Model | Nominal Ratings |  |  | Dimensions | Service Valve
| Cooling (BTU/h) | Electric Heat (kW) | CFM @ 0.3” ESP | W x D x H | Liquid | Suction
High - Low
ASPF183016A | 18,000 - 30,000 | 5, 8, 10 | 1085 / 1015 / 850 / 765 / 650 | 19½” x 22” x 46¾” | ⅜” | ¾”
ASPF303616A | 30,000 - 36,000 | 5, 8, 10, 15 | 1350 / 1195 / 1020 / 795 / 600 | 22” x 24” x 53¼” | ⅜” | ⅞”
ASPF426016A | 42,000 - 60,000 | 5, 8, 10, 15, 20, 21 | 2000 / 1810 / 1555 / 1325 / 1040 | 22” x 24” x 53¼” | ⅜” | ⅞”

## SSZ14 - AEPF16B
SSZ14 410a Heat Pump Split Systems - 14.5 / 15 Seer
Factory Sealed - AEPF16B Air Handlers - Multiposition - Variable Speed - Flowrater Coils
UGE05018
Revised Heat Kit Ratings Plate
ARI Listing
Condenser | Air Handler | Heat Kit / Kw | Performance Data |  | TXV / db
1.5 Ton | [6 empty] | Heat for SSZ14018 | Heaters for SSZ14018 with ARPF032
SSZ140181 | AEPF183016 | HKR-05 | C-19,000 BTUh / H-18,000 BTUh | 15 SEER / 13.0 EER | 1277858 | TOTAL |  | 1 | HKR-05
976 | 563 | 31 | Sensible 13,870 BTUh | 8.5 HSPF | TXV | 1611
TX2N4 | 41 | TXV REQUIRED FOR THIS MATCH-UP |  |  | 72 db
2 Ton | [6 empty] | Heat for SSZ14024 | Heaters for SSZ14024 with ARPF032
SSZ140241 | AEPF303616 | HKR-05 | C-24,000 BTUh / H-18,000 BTUh | 15 SEER / 13.0 EER | 1277866 | TOTAL |  | 1 | HKR-05
996 | 688 | 31 | Sensible 18,000 BTUh | 8.5 HSPF | TXV | 1756
TX2N4 | 41 | TXV REQUIRED FOR THIS MATCH-UP |  |  | 72 db
2.5 Ton | [6 empty] | Heat for SSZ14030 | Heaters for SSZ14030 with ARPF042
SSZ140301 | AEPF303616 | HKR-05 | C-30,000 BTUh / H-28,000 BTUh | 15 SEER / 13.0 EER | 1277867 | TOTAL |  | 1 | HKR-05
1108 | 688 | 31 | Sensible 23,400 BTUh | 8.5 HSPF | TXV | 1868
TX3N4 | 41 | TXV REQUIRED FOR THIS MATCH-UP |  |  | 73 db
3 Ton | [6 empty] | Heat for SSZ14036 | Heaters for SSZ14036 with ARPF049
SSZ140361 | AEPF303616 | HKR-08 | C-36,000 BTUh / H-34,600 BTUh | 15 SEER / 13.0 EER | 1277868 | TOTAL |  | 2 | HKR-08
1228 | 688 | 39 | Sensible 25,920 BTUh | 9.0 HSPF | TXV | 1996
TX3N4 | 41 | TXV REQUIRED FOR THIS MATCH-UP |  |  | 73 db
3.5 Ton | [6 empty] | Heat for SSZ14042 | Heaters for SSZ14042 with ARPF049
SSZ140421 | AEPF426016 | HKR-10 | C-41,000 BTUh / H-40,000 BTUh | 15 SEER / 13.0 EER | 1277859 | TOTAL |  | 3 | HKR-10
1354 | 765 | 40 | Sensible 31,570 BTUh | 9.0 HSPF | TXV | 2200
TX5N4 | 41 | TXV REQUIRED FOR THIS MATCH-UP |  |  | 73 db
4 Ton | [6 empty] | Heat for SSZ14048 | Heaters for SSZ14042 with ARPF049
SSZ140481 | AEPF426016 | HKR-10 | C-47,000 BTUh / H-47,000 BTUh | 15 SEER / 13.0 EER | 1277860 | TOTAL |  | 3 | HKR-10
1460 | 765 | 40 | Sensible 35,720 BTUh | 8.80 HSPF | TXV | 2306
TX5N4 | 41 | TXV REQUIRED FOR THIS MATCH-UP |  |  | 74 db
5 Ton | [6 empty] | Heat for SSZ14060 | Heaters for SSZ14042 with ARPF049
SSZ140601 | AEPF426016 | HKR-10 | C-57,000 BTUh / H-59,000 BTUh | 14.5 SEER / 12.0 EER | 1277861 | TOTAL |  | 3 | HKR-10
1739 | 765 | 40 | Sensible 42,180 BTUh | 8.80 HSPF | TXV | 2585
TX5N4 | 41 | TXV REQUIRED FOR THIS MATCH-UP |  |  | 75 db
Please see Heaters page for Heaters for ARUF / ARPF / AEPF / ASPF Air Handlers
► Don’t forget to order Hurricane Anchor kits - Each kit is good for 5 Condensers "ABK-20" |  |  |  |  | ABK-20 | 25.92
► "Limited Lifetime" Compressor and 10 Year Parts Warranty on SSZ14 Condensers
► 10 Year Parts Warranty on AEPF Air Handlers (Limitations Apply)
▲ Air Handler Evap. Coil takes on the parts warranty of the matched Goodman Condenser
All 10 Year parts warranties on Air Handlers are for original owner and must be registered
Model | Nominal Cooling Capacity (BTU/h) | Nominal Heating Capacity (BTU/h) | MOD* (amps) | Dimensions | Service Valve
|  |  |  | W x D x H | Liquid | Suction
SSZ140181A | 18000 | 18000 | 20 | 29 x 29 x 34¼ | ⅜" | ¾"
SSZ140241A | 24000 | 24000 | 20 | 29 x 29 x 38¼ | ⅜" | ¾"
SSZ140301A | 28000 | 28000 | 30 | 29 x 29 x 32¼ | ⅜" | ¾"
SSZ140361A | 35000 | 36000 | 30 | 35½ x 35½ x 38¼ | ⅜" | ⅞"
SSZ140421A | 40000 | 42000 | 40 | 35½ x 35½ x 38¼ | ⅜" | ⅞"
SSZ140481A | 45000 | 46600 | 40 | 35½ x 35½ x 34¼ | ⅜" | ⅞"
SSZ140601A | 57600 | 59000 | 60 | 35½ x 35½ x 38¼ | ⅜" | ⅞"
Model | Nominal Ratings |  |  | Dimensions | Service Valve
| Cooling (BTU/h) | CFM @ 0.3” ESP | Electric Heat (kW) | W x D x H | Liquid | Suction
High / Low
AEPF183016B | 18,000 - 30,000 | 1200 / 600 | 5, 8, 10 | 19½” x 22” x 46¾” | ⅜” | ¾”
AEPF303616B | 30,000 - 36,000 | 1300 / 1200 | 5, 8, 10, 15 | 22” x 24” x 53¼” | ⅜” | ⅞”
AEPF426016B | 42,000 - 60,000 | 2000 / 1200 | 5, 8, 10, 15, 20, 21 | 22” x 24” x 53¼” | ⅜” | ⅞”

## GSH14 - ARUF
GSH14 R-22 Heat Pump Split Systems - 14 Seer
ARUF Air Handlers - Multiposition - Multi Speed - Flowrater Coils
UGE05018
ARI Listing
Condenser | Air Handler | Heat Kit / Kw | Performance Data |  | TXV / db
1.5 Ton | [6 empty] | Heat for GSH14018 | Heaters for GSH14018 with ARUF032
GSH140181 | ARUF193116 | HKR-05 | C-19,000 BTUh / H-18,000 BTUh | 14.5 SEER / 12.5 EER | 1032063 | TOTAL |  | 2 | HKR-05
865 | 414 | 31 | Sensible 14,060 BTUh | 8.3 HSPF | TXV | 1351
TX2N2 | 41 | TXV REQUIRED FOR THIS MATCH-UP |  |  | 72 db
2 Ton | [6 empty] | Heat for GSH14024 | Heaters for GSH14024 with ARUF032
GSH140241 | ARUF193116 | HKR-05 | C-24,000 BTUh / H-24,000 BTUh | 14 SEER / 12.0 EER | 1032064 | TOTAL |  | 2 | HKR-05
882 | 414 | 31 | Sensible 18,240 BTUh | 8.5 HSPF | TXV | 1368
TX2N2 | 41 | TXV REQUIRED FOR THIS MATCH-UP |  |  | 72 db
2.5 Ton | [6 empty] | Heat for GSH14030 | Heaters for GSH14030 with ARUF042
GSH140301 | ARUF193116 | HKR-05 | C-28,000 BTUh / H-26,600 BTUh | 14 SEER / 11.5 EER | 1032068 | TOTAL |  | 2 | HKR-05
981 | 414 | 31 | Sensible 22,400 BTUh | 8.3 HSPF | TXV | 1467
TX3N2 | 41 | TXV REQUIRED FOR THIS MATCH-UP |  |  | 73 db
3 Ton | [6 empty] | Heat for GSH14036 | Heaters for GSH14036 with ARUF049
GSH140361 | ARUF374316 | HKR-08 | C-36,000 BTUh / H-34,600 BTUh | 14 SEER / 12.0 EER | 1032069 | TOTAL |  | 4 | HKR-08
1087 | 514 | 39 | Sensible 25,560 BTUh | 9.0 HSPF | TXV | 1681
TX3N2 | 41 | TXV REQUIRED FOR THIS MATCH-UP |  |  | 73 db
3.5 Ton | [6 empty] | Heat for GSH14042 | Heaters for GSH14042 with ARUF049
GSH140421 | ARUF374316 | HKR-10 | C-39,500 BTUh / H-39,500 BTUh | 14 SEER / 12.0 EER | 1031668 | TOTAL |  | 5 | HKR-10
1200 | 514 | 40 | Sensible 30,810 BTUh | 9.0 HSPF | TXV | 1795
TX5N2 | 41 | TXV REQUIRED FOR THIS MATCH-UP |  |  | 73 db
4 Ton | [6 empty] | Heat for GSH14048 | Heaters for GSH14042 with ARUF049
GSH140481 | ARUF374316 | HKR-10 | C-46,000 BTUh / H-46,000 BTUh | 14 SEER / 12.0 EER | 1031655 | TOTAL |  | 5 | HKR-10
1293 | 514 | 40 | Sensible 34,040 BTUh | 8.5 HSPF | TXV | 1888
TX5N2 | 41 | TXV REQUIRED FOR THIS MATCH-UP |  |  | 74 db
5 Ton | [6 empty] | Heat for GSH14060 | Heaters for GSH14042 with ARUF049
GSH140601 | ARUF486016 | HKR-10 | C-55,500 BTUh / H-55,000 BTUh | 13.5 SEER / 11.5 EER | 1186277 | TOTAL |  | 5 | HKR-10
1541 | 516 | 40 | Sensible 42,180 BTUh | 8.5 HSPF | TXV | 2138
TX5N2 | 41 | TXV REQUIRED FOR THIS MATCH-UP |  |  | 75 db
Please see Heaters page for Heaters for ARUF / ARPF / AEPF / ASPF Air Handlers
► Don’t forget to order Hurricane Anchor kits - Each kit is good for 5 Condensers "ABK-20" |  |  |  |  | ABK-20 | 25.92
► 10 Year Compressor and Parts Warranty on GSH14 Condensers
► 10 Year Parts Warranty on ARUF Air Handlers (Limitations Apply)
▲ Air Handler Evap. Coil takes on the parts warranty of the matched Goodman Condenser
All 10 Year parts warranties on Air Handlers are for original owner and must be registered
Model | Nominal Capacity (BTU/h) |  | MOD* (amps) | Dimensions | Service Valve
| Cooling | Heating |  | W x D x H | Liquid | Suction
GSH140181A | 18000 | 18000 | 20 | 29 x 29 x 34¼ | ⅜" | ¾"
GSH140241A | 24000 | 24000 | 20 | 29 x 29 x 38¼ | ⅜" | ¾"
GSH140301A | 28000 | 27600 | 20 | 29 x 29 x 38¼ | ⅜" | ¾"
GSH140361A | 34600 | 34600 | 30 | 35½ x 35½ x 38¼ | ⅜" | ⅞"
GSH140421A | 39600 | 39600 | 30 | 35½ x 35½ x 38¼ | ⅜" | ⅞"
GSH140481A | 46000 | 46000 | 40 | 35½ x 35½ x 34¼ | ⅜" | ⅞"
GSH140601A | 55000 | 55000 | 40 | 35½ x 35½ x 38¼ | ⅜" | 1⅛"
Model | Nominal Ratings |  |  | Dimensions | Service Valve
| Cooling (BTU/h) | CFM @ 0.3” ESP | Electric Heat (kW) | W x D x H | Liquid | Suction
High / Med / Low
ARUF17291/16 | 18,000 - 30,000 | 1025 / 790 / 570 | 3, 5, 6, 8, 10, 15 | 15½” x 22” x 42⅛” | ⅜” | ¾”
ARUF18241/16 | 18,000 - 24,000 | 1025 / 790 / 570 | 3, 5, 6, 8, 10, 15 | 15½” x 22” x 42⅛” | ⅜” | ¾”
ARUF19311/16 | 18,000 - 30,000 | 1025 / 780 / 545 | 3, 5, 6, 8, 10, 15 | 19½” x 22” x 46¾” | ⅜” | ⅞”
ARUF30301/16 | 30000 | 1330 / 1230 / 980 | 3, 5, 6, 8, 10, 15, 20, 21 | 19½” x 22” x 46¾” | ⅜” | ¾”
ARUF36421/16 | 36,000 - 42,000 | 1645 / 1440 / 1275 | 3, 5, 6, 8, 10, 15, 20, 21 | 22” x 24” x 53¼” | ⅜” | ⅞”
ARUF37431/16 | 36,000 - 42,000 | 1925 / 1550 / 1345 | 3, 5, 6, 8, 10, 15, 20, 21 | 22” x 24” x 53¼” | ⅜” | ⅞”
ARUF48601/16 | 48,000 - 60,000 | 1985 / 1875 / 1650 | 3, 5, 6, 8, 10, 15, 20, 21 | 22” x 24” x 53¼” | ⅜” | ⅞”

## GSH14 - ARPF
GSH14 R-22 Heat Pump Split Systems - 14 Seer
Factory Sealed - ARPF Air Handlers - Multiposition - Multi Speed - Flowrater Coils
UGE05018
ARI Listing
Condenser | Air Handler | Heat Kit / Kw | Performance Data |  | TXV / db
1.5 Ton | [6 empty] | Heat for GSH14018 | Heaters for GSH14018 with ARPF032
GSH140181 | ARPF193116 | HKR-05 | C-19,000 BTUh / H-18,000 BTUh | 14.5 SEER / 12.5 EER | 1169089 | TOTAL |  | 2 | HKR-05
865 | 455 | 31 | Sensible 14,060 BTUh | 8.3 HSPF | TXV | 1392
TX3N2 | 41 | TXV REQUIRED FOR THIS MATCH-UP |  |  | 72 db
2 Ton | [6 empty] | Heat for GSH14024 | Heaters for GSH14024 with ARPF032
GSH140241 | ARPF193116 | HKR-05 | C-24,000 BTUh / H-24,000 BTUh | 14 SEER / 12.0 EER | 1169093 | TOTAL |  | 2 | HKR-05
882 | 455 | 31 | Sensible 18,240 BTUh | 8.5 HSPF | TXV | 1409
TX3N2 | 41 | TXV REQUIRED FOR THIS MATCH-UP |  |  | 72 db
2.5 Ton | [6 empty] | Heat for GSH14030 | Heaters for GSH14030 with ARPF042
GSH140301 | ARPF193116 | HKR-05 | C-28,000 BTUh / H-26,600 BTUh | 14 SEER / 12.0 EER | 1169091 | TOTAL |  | 2 | HKR-05
981 | 455 | 31 | Sensible 22,400 BTUh | 8.3 HSPF | TXV | 1508
TX3N2 | 41 | TXV REQUIRED FOR THIS MATCH-UP |  |  | 73 db
3 Ton | [6 empty] | Heat for GSH14036 | Heaters for GSH14036 with ARPF049
GSH140361 | ARPF374316 | HKR-08 | C-36,000 BTUh / H-34,600 BTUh | 14 SEER / 12.0 EER | 1044503 | TOTAL |  | 4 | HKR-08
1087 | 558 | 39 | Sensible 25,560 BTUh | 8.75 HSPF | TXV | 1725
TX3N2 | 41 | TXV REQUIRED FOR THIS MATCH-UP |  |  | 73 db
3.5 Ton | [6 empty] | Heat for GSH14042 | Heaters for GSH14042 with ARPF049
GSH140421 | ARPF374316 | HKR-10 | C-40,000 BTUh / H-39,500 BTUh | 14 SEER / 12.0 EER | 1044501 | TOTAL |  | 5 | HKR-10
1200 | 558 | 40 | Sensible 31,200 BTUh | 9.0 HSPF | TXV | 1839
TX5N2 | 41 | TXV REQUIRED FOR THIS MATCH-UP |  |  | 73 db
4 Ton | [6 empty] | Heat for GSH14048 | Heaters for GSH14042 with ARPF049
GSH140481 | ARPF374316 | HKR-10 | C-47,000 BTUh / H-46,000 BTUh | 14 SEER / 12.0 EER | 1044498 | TOTAL |  | 5 | HKR-10
1293 | 558 | 40 | Sensible 34,780 BTUh | 9.0 HSPF | TXV | 1932
TX5N2 | 41 | TXV REQUIRED FOR THIS MATCH-UP |  |  | 74 db
5 Ton | [6 empty] | Heat for GSH14060 | Heaters for GSH14042 with ARPF049
GSH140601 | ARPF486016 | HKR-10 | C-55,500 BTUh / H-55,000 BTUh | 13.5 SEER / 11.5 EER | 1186276 | TOTAL |  | 5 | HKR-10
1541 | 559 | 40 | Sensible 42,180 BTUh | 8.5 HSPF | TXV | 2181
TX5N2 | 41 | TXV REQUIRED FOR THIS MATCH-UP |  |  | 75 db
Please see Heaters page for Heaters for ARUF / ARPF / AEPF / ASPF Air Handlers
► Don’t forget to order Hurricane Anchor kits - Each kit is good for 5 Condensers "ABK-20" |  |  |  |  | ABK-20 | 25.92
► 10 Year Compressor and Parts Warranty on GSH14 Condensers
► 10 Year Parts Warranty on ARPF Air Handlers (Limitations Apply)
▲ Air Handler Evap. Coil takes on the parts warranty of the matched Goodman Condenser
All 10 Year parts warranties on Air Handlers are for original owner and must be registered
Model | Nominal Capacity (BTU/h) |  | MOD* (amps) | Dimensions | Service Valve
| Cooling | Heating |  | W x D x H | Liquid | Suction
GSH140181A | 18000 | 18000 | 20 | 29 x 29 x 34¼ | ⅜" | ¾"
GSH140241A | 24000 | 24000 | 20 | 29 x 29 x 38¼ | ⅜" | ¾"
GSH140301A | 28000 | 27600 | 20 | 29 x 29 x 38¼ | ⅜" | ¾"
GSH140361A | 34600 | 34600 | 30 | 35½ x 35½ x 38¼ | ⅜" | ⅞"
GSH140421A | 39600 | 39600 | 30 | 35½ x 35½ x 38¼ | ⅜" | ⅞"
GSH140481A | 46000 | 46000 | 40 | 35½ x 35½ x 34¼ | ⅜" | ⅞"
GSH140601A | 55000 | 55000 | 40 | 35½ x 35½ x 38¼ | ⅜" | 1⅛"
Model | Nominal Ratings |  |  | Dimensions | Service Valve
| Cooling (BTU/h) | CFM @ 0.3” ESP | Electric Heat (kW) | W x D x H | Liquid | Suction
High / Med / Low
ARPF18241/16 | 18,000 - 24,000 | 1025 / 790 / 570 | 3, 5, 6, 8, 10, 15 | 15½” x 22” x 42⅛” | ⅜” | ¾”
ARPF19311/16 | 18,000 - 30,000 | 1025 / 780 / 545 | 3, 5, 6, 8, 10, 15 | 19½” x 22” x 46¾” | ⅜” | ⅞”
ARPF30301/16 | 30000 | 1330 / 1230 / 980 | 3, 5, 6, 8, 10, 15, 20, 21 | 19½” x 22” x 46¾” | ⅜” | ¾”
ARPF36421/16 | 36,000 - 42,000 | 1645 / 1440 / 1275 | 3, 5, 6, 8, 10, 15, 20, 21 | 22” x 24” x 53¼” | ⅜” | ⅞”
ARPF37431/16 | 36,000 - 42,000 | 1925 / 1550 / 1345 | 3, 5, 6, 8, 10, 15, 20, 21 | 22” x 24” x 53¼” | ⅜” | ⅞”
ARPF48601/16 | 48,000 - 60,000 | 1985 / 1875 / 1650 | 3, 5, 6, 8, 10, 15, 20, 21 | 22” x 24” x 53¼” | ⅜” | ⅞”

## GSH14 - ASPF
GSH14 R-22 Heat Pump Split Systems / 14.5 - 15 Seer
Factory Sealed - EEM Motor High Efficiency - ASPF (Flowrater) Air Handlers
UGE05018
ARI Listing
Condenser | Air Handler | Heat Kit / Kw | Performance Data |  | TXV / db
1.5 Ton | [6 empty] | Heat for | GSH140181
GSH140181 | ASPF183016 | HKR-05 | C-18,000 BTUh / H-18,000 BTUh | 15 SEER / 12.5 EER | 1277853 | TOTAL |  |  | 1 | HKR-05
865 | 485 | 31 | Sensible 13,320 BTUh | 8.2 HSPF | TXV | 1422
TX2N2 | 41 | TXV REQUIRED FOR THIS MATCH-UP |  |  | 72 db
2 Ton | [6 empty] | Heat for | GSH140241
GSH140241 | ASPF303616 | HKR-05 | C-24,000 BTUh / H-24,000 BTUh | 15 SEER / 12.5 EER | 1277864 | TOTAL |  |  | 1 | HKR-05
882 | 592 | 31 | Sensible 18,240 BTUh | 8.2 HSPF | TXV | 1546
TX2N2 | 41 | TXV REQUIRED FOR THIS MATCH-UP |  |  | 72 db
2.5 Ton | [6 empty] | Heat for | GSH140301
GSH140301 | ASPF303616 | HKR-05 | C-28,000 BTUh / H-27,600 BTUh | 15 SEER / 12.5 EER | 1277865 | TOTAL |  |  | 1 | HKR-05
981 | 592 | 31 | Sensible 22,400 BTUh | 8.4 HSPF | TXV | 1645
TX3N2 | 41 | TXV REQUIRED FOR THIS MATCH-UP |  |  | 73 db
3 Ton | [6 empty] | Heat for | GSH140361
GSH140361 | ASPF426016 | HKR-05 | C-35,000 BTUh / H-34,600 BTUh | 15 SEER / 12.5 EER | 1277854 | TOTAL |  |  | 1 | HKR-05
1087 | 659 | 31 | Sensible 24,850 BTUh | 8.80 HSPF | TXV | 1818
TX3N2 | 41 | TXV REQUIRED FOR THIS MATCH-UP |  |  | 73 db
3.5 Ton | [6 empty] | Heat for | GSH140421
GSH140421 | ASPF426016 | HKR-10 | C-39,500 BTUh / H-39,500 BTUh | 15 SEER / 12.5 EER | 1277855 | TOTAL |  |  | 3 | HKR-10
1200 | 659 | 40 | Sensible 30,810 BTUh | 9.0 HSPF | TXV | 1940
TX5N2 | 41 | TXV REQUIRED FOR THIS MATCH-UP |  |  | 74 db
4 Ton | [6 empty] | Heat for | GSH140481
GSH140481 | ASPF426016 | HKR-10 | C-45,500 BTUh / H-46,000 BTUh | 15 SEER / 12.5 EER | 1277856 | TOTAL |  |  | 3 | HKR-10
1293 | 659 | 40 | Sensible 33,670 BTUh | 8.80 HSPF | TXV | 2033
TX5N2 | 41 | TXV REQUIRED FOR THIS MATCH-UP |  |  | 75 db
5 Ton | [6 empty] | Heat for | GSH140601
GSH140601 | ASPF426016 | HKR-10 | C-55,500 BTUh / H-54,000 BTUh | 14.5 SEER / 12.0 EER | 1277857 | TOTAL |  |  | 3 | HKR-10
1541 | 659 | 40 | Sensible 42,180 BTUh | 9.0 HSPF | TXV | 2281
TX5N2 | 41 | TXV REQUIRED FOR THIS MATCH-UP |  |  | 76 db
Please see Heaters page for Heaters for ARUF / ARPF / AEPF / ASPF Air Handlers
► Don’t forget to order Hurricane Anchor kits - Each kit is good for 5 Condensers "ABK-20" |  |  |  |  | ABK-20 | 25.92
► 10 Year Compressor and Parts Warranty on GSH14 Condensers
► 10 Year Parts Warranty on ASPF Air Handlers (Limitations Apply)
▲ Air Handler Evap. Coil takes on the parts warranty of the matched Goodman Condenser
All 10 Year parts warranties on Air Handlers are for original owner and must be registered
Model | Nominal Capacity (BTU/h) |  | MOD* (amps) | Dimensions | Service Valve
| Cooling | Heating |  | W x D x H | Liquid | Suction
GSH140181A | 18000 | 18000 | 20 | 29 x 29 x 34¼ | ⅜" | ¾"
GSH140241A | 24000 | 24000 | 20 | 29 x 29 x 38¼ | ⅜" | ¾"
GSH140301A | 28000 | 27600 | 20 | 29 x 29 x 38¼ | ⅜" | ¾"
GSH140361A | 34600 | 34600 | 30 | 35½ x 35½ x 38¼ | ⅜" | ⅞"
GSH140421A | 39600 | 39600 | 30 | 35½ x 35½ x 38¼ | ⅜" | ⅞"
GSH140481A | 46000 | 46000 | 40 | 35½ x 35½ x 34¼ | ⅜" | ⅞"
GSH140601A | 55000 | 55000 | 40 | 35½ x 35½ x 38¼ | ⅜" | 1⅛"
Model | Nominal Ratings |  |  | Dimensions | Service Valve
| Cooling (BTU/h) | Electric Heat (kW) | CFM @ 0.3” ESP | W x D x H | Liquid | Suction
High - Low
ASPF183016A | 18,000 - 30,000 | 5, 8, 10 | 1085 / 1015 / 850 / 765 / 650 | 19½” x 22” x 46¾” | ⅜” | ¾”
ASPF303616A | 30,000 - 36,000 | 5, 8, 10, 15 | 1350 / 1195 / 1020 / 795 / 600 | 22” x 24” x 53¼” | ⅜” | ⅞”
ASPF426016A | 42,000 - 60,000 | 5, 8, 10, 15, 20, 21 | 2000 / 1810 / 1555 / 1325 / 1040 | 22” x 24” x 53¼” | ⅜” | ⅞”

## GSH14 - AEPF16B
GSH14 R-22 Heat Pump Split Systems - 14.5 / 15 Seer
Factory Sealed - Variable Speed - AEPF16B (Flowrater) Air Handlers
UGE05018
Revised Heat Kit Ratings Plate
ARI Listing
Condenser | Air Handler | Heat Kit / Kw | Performance Data |  | TXV / db
1.5 Ton | [6 empty] | Heat for | GSH140181
GSH140181 | AEPF183016 | HKR-05 | C-18,000 BTUh / H-18,000 BTUh | 15 SEER / 12.5 EER | 1277853 | TOTAL |  |  | 1 | HKR-05
865 | 563 | 31 | Sensible 13,320 BTUh | 8.2 HSPF | TXV | 1500
TX2N2 | 41 | TXV REQUIRED FOR THIS MATCH-UP |  |  | 72 db
2 Ton | [6 empty] | Heat for | GSH140241
GSH140241 | AEPF303616 | HKR-05 | C-24,000 BTUh / H-24,000 BTUh | 15 SEER / 12.5 EER | 1277864 | TOTAL |  |  | 1 | HKR-05
882 | 688 | 31 | Sensible 18,240 BTUh | 8.2 HSPF | TXV | 1642
TX2N2 | 41 | TXV REQUIRED FOR THIS MATCH-UP |  |  | 72 db
2.5 Ton | [6 empty] | Heat for | GSH140301
GSH140301 | AEPF303616 | HKR-05 | C-28,000 BTUh / H-27,600 BTUh | 15 SEER / 12.5 EER | 1277865 | TOTAL |  |  | 1 | HKR-05
981 | 688 | 31 | Sensible 22,400 BTUh | 8.4 HSPF | TXV | 1741
TX3N2 | 41 | TXV REQUIRED FOR THIS MATCH-UP |  |  | 73 db
3 Ton | [6 empty] | Heat for | GSH140361
GSH140361 | AEPF426016 | HKR-08 | C-35,000 BTUh / H-34,600 BTUh | 15 SEER / 12.5 EER | 1277854 | TOTAL |  |  | 2 | HKR-08
1087 | 765 | 39 | Sensible 24,850 BTUh | 8.80 HSPF | TXV | 1932
TX3N2 | 41 | TXV REQUIRED FOR THIS MATCH-UP |  |  | 73 db
3.5 Ton | [6 empty] | Heat for | GSH140421
GSH140421 | AEPF426016 | HKR-10 | C-39,500 BTUh / H-39,500 BTUh | 15 SEER / 12.5 EER | 1277855 | TOTAL |  |  | 3 | HKR-10
1200 | 765 | 40 | Sensible 30,810 BTUh | 9.0 HSPF | TXV | 2046
TX5N2 | 41 | TXV REQUIRED FOR THIS MATCH-UP |  |  | 74 db
4 Ton | [6 empty] | Heat for | GSH140481
GSH140481 | AEPF426016 | HKR-10 | C-45,500 BTUh / H-46,000 BTUh | 15 SEER / 12.5 EER | 1277856 | TOTAL |  |  | 3 | HKR-10
1293 | 765 | 40 | Sensible 33,670 BTUh | 8.80 HSPF | TXV | 2139
TX5N2 | 41 | TXV REQUIRED FOR THIS MATCH-UP |  |  | 75 db
5 Ton | [6 empty] | Heat for | GSH140601
GSH140601 | AEPF426016 | HKR-10 | C-55,500 BTUh / H-54,000 BTUh | 14.5 SEER / 12.0 EER | 1277857 | TOTAL |  |  | 3 | HKR-10
1541 | 765 | 40 | Sensible 42,180 BTUh | 9.0 HSPF | TXV | 2387
TX5N2 | 41 | TXV REQUIRED FOR THIS MATCH-UP |  |  | 76 db
Please see Heaters page for Heaters for ARUF / ARPF / AEPF / ASPF Air Handlers
► Don’t forget to order Hurricane Anchor kits - Each kit is good for 5 Condensers "ABK-20" |  |  |  |  | ABK-20 | 25.92
► 10 Year Compressor and Parts Warranty on GSH14 Condensers
► 10 Year Parts Warranty on AEPF Air Handlers (Limitations Apply)
▲ Air Handler Evap. Coil takes on the parts warranty of the matched Goodman Condenser
All 10 Year parts warranties on Air Handlers are for original owner and must be registered
Model | Nominal Capacity (BTU/h) |  | MOD* (amps) | Dimensions | Service Valve
| Cooling | Heating |  | W x D x H | Liquid | Suction
GSH140181A | 18000 | 18000 | 20 | 29 x 29 x 34¼ | ⅜" | ¾"
GSH140241A | 24000 | 24000 | 20 | 29 x 29 x 38¼ | ⅜" | ¾"
GSH140301A | 28000 | 27600 | 20 | 29 x 29 x 38¼ | ⅜" | ¾"
GSH140361A | 34600 | 34600 | 30 | 35½ x 35½ x 38¼ | ⅜" | ⅞"
GSH140421A | 39600 | 39600 | 30 | 35½ x 35½ x 38¼ | ⅜" | ⅞"
GSH140481A | 46000 | 46000 | 40 | 35½ x 35½ x 34¼ | ⅜" | ⅞"
GSH140601A | 55000 | 55000 | 40 | 35½ x 35½ x 38¼ | ⅜" | 1⅛"
Model | Nominal Ratings |  |  | Dimensions | Service Valve
| Cooling (BTU/h) | CFM @ 0.3” ESP | Electric Heat (kW) | W x D x H | Liquid | Suction
High / Low
AEPF183016B | 18,000 - 30,000 | 1200 / 600 | 5, 8, 10 | 19½” x 22” x 46¾” | ⅜” | ¾”
AEPF303616B | 30,000 - 36,000 | 1300 / 1200 | 5, 8, 10, 15 | 22” x 24” x 53¼” | ⅜” | ⅞”
AEPF426016B | 42,000 - 60,000 | 2000 / 1200 | 5, 8, 10, 15, 20, 21 | 22” x 24” x 53¼” | ⅜” | ⅞”

## GSH13 - ARUF
GSH13 R-22 Heat Pump Split Systems - 13 Seer
ARUF Air Handlers - Multiposition - Multi Speed - Flowrater Coils
UGE05018
ARI Listing
Condenser | Air Handler | Heat Kit / Kw | Performance Data |  | db Rating
1.5 Ton | [6 empty] | Heat for GSH13018 | Heaters for GSH13018 with ARUF032
GSH130181 | ARUF182416 | HKR-05 | C-18,000 BTUh / H-16,800 BTUh | 13 SEER / 11.5 EER | ARI 735073 | TOTAL |  | 2 | HKR-05
731 | 297 | 31 | Sensible 13,200 BTUh | 7.7 HSPF / 3.5 COP | 78 db | 1059
2 Ton | [6 empty] | Heat for GSH13024 | Heaters for GSH13024 with ARUF032
GSH130241 | ARUF182416 | HKR-05 | C-23,000 BTUh / H-22,000 BTUh | 13 SEER / 11.5 EER | ARI 735204 | TOTAL |  | 2 | HKR-05
762 | 297 | 31 | Sensible 17,000 BTUh | 7.7 HSPF / 3.3 COP | 78 db | 1090
2.5 Ton | [6 empty] | Heat for GSH13030 | Heaters for GSH13030 with ARUF042
GSH130301 | ARUF182416 | HKR-05 | C-27,800 BTUh / H-26,600 BTUh | 13 SEER / 11.5 EER | 1206583 | TOTAL |  | 2 | HKR-05
854 | 297 | 31 | Sensible 20,850 BTUh | 7.7 HSPF | TXV | 1223
TX3N2 | 41 | TXV REQUIRED FOR THIS MATCH-UP |  |  | 78 db
3 Ton | [6 empty] | Heat for GSH13036 | Heaters for GSH13036 with ARUF049
GSH130361 | ARUF363616 | HKR-08 | C-35,000 BTUh / H-32,000 BTUh | 13 SEER / 11.5 EER | ARI 735187 | TOTAL |  | 4 | HKR-08
928 | 400 | 39 | Sensible 26,500 BTUh | 7.7 HSPF / 3.5 COP | 80 db | 1367
3.5 Ton | [6 empty] | Heat for GSH13042 | Heaters for GSH13042 with ARUF049
GSH130421 | ARUF364216 | HKR-10 | C-40,000 BTUh / H-39,000 BTUh | 13 SEER / 11.5 EER | ARI 735150 | TOTAL |  | 5 | HKR-10
985 | 423 | 40 | Sensible 30,500 BTUh | 8.0 HSPF / 3.5 COP | 76 db | 1448
4 Ton | [6 empty] | Heat for GSH13048 | Heaters for GSH13042 with ARUF049
GSH130481 | ARUF486016 | HKR-10 | C-45,000 BTUh / H-43,000 BTUh | 13 SEER / 11.5 EER | ARI 735225 | TOTAL |  | 5 | HKR-10
1097 | 516 | 40 | Sensible 34,000 BTUh | 8.2 HSPF / 3.5 COP | 76 db | 1653
5 Ton | [6 empty] | Heat for GSH13060 | Heaters for GSH13042 with ARUF049
GSH130601 | ARUF486016 | HKR-10 | C-55,500 BTUh / H-55,500 BTUh | 13 SEER / 11.5 EER | ARI 735214 | TOTAL |  | 5 | HKR-10
1306 | 516 | 40 | Sensible 40,000 BTUh | 8.5 HSPF / 3.5 COP | 77 db | 1862
Please see Heaters page for Heaters for ARUF / ARPF / AEPF / ASPF Air Handlers
► Don’t forget to order Hurricane Anchor kits - Each kit is good for 5 Condensers "ABK-20" |  |  |  |  | ABK-20 | 25.92
► 10 Year Compressor and Parts Warranty on GSH13 Condensers (Limitations Apply)
► 10 Year Parts Warranty on ARUF Air Handlers (Limitations Apply)
▲ Air Handler Evap. Coil takes on the parts warranty of the matched Goodman Condenser
All 10 Year parts warranties on GSH13 Condensers & Air Handlers are for original owner and must be registered
Model | Nominal Capacity (BTUH) |  | MOD* (amps) | Dimensions | Service Valve
| Cooling | Heating |  | W x D x H | Liquid | Suction
GSH130181A | 18000 | 16800 | 15 | 29 x 29 x 32¼ | 3/8" | 3/4"
GSH130191A | 18000 | 16800 | 20 | 29 x 29 x 32¼ | 3/8" | 3/4"
GSH130241A | 23000 | 22000 | 20 | 29 x 29 x 34¾ | 3/8" | 3/4"
GSH130251A | 23000 | 22600 | 20 | 29 x 29 x 34¾ | 3/8" | 3/4"
GSH130301A | 28000 | 26800 | 20 | 29 x 29 x 34¼ | 3/8" | 3/4"
GSH130311A | 28000 | 25600 | 20 | 29 x 29 x 34¼ | 3/8" | 3/4"
GSH130361A | 35000 | 32000 | 20 | 29 x 29 x 38¼ | 3/8" | 7/8"
GSH130421A | 40000 | 39000 | 30 | 29 x 29 x 32¼ | 3/8" | 7/8"
GSH130481A | 45000 | 43000 | 40 | 29 x 29 x 34¼ | 3/8" | 7/8"
GSH130601A | 55500 | 55500 | 50 | 35½ x 35½ x 34¼ | 3/8" | 7/8"
Model | Nominal Ratings |  |  | Dimensions | Service Valve
| Cooling (BTU/h) | CFM @ 0.3” ESP | Electric Heat (kW) | W x D x H | Liquid | Suction
High / Med / Low
ARUF17291/16 | 18,000 - 30,000 | 1025 / 790 / 570 | 3, 5, 6, 8, 10, 15 | 15½” x 22” x 42⅛” | ⅜” | ¾”
ARUF18241/16 | 18,000 - 24,000 | 1025 / 790 / 570 | 3, 5, 6, 8, 10, 15 | 15½” x 22” x 42⅛” | ⅜” | ¾”
ARUF19311/16 | 18,000 - 30,000 | 1025 / 780 / 545 | 3, 5, 6, 8, 10, 15 | 19½” x 22” x 46¾” | ⅜” | ⅞”
ARUF30301/16 | 30000 | 1330 / 1230 / 980 | 3, 5, 6, 8, 10, 15, 20, 21 | 19½” x 22” x 46¾” | ⅜” | ¾”
ARUF363616 | 35000 | 1230 / 1140 / 955 | 3, 5, 6, 8, 10, 15, 20, 21 | 19½” x 22” x 46¾” | ⅜” | ¾”
ARUF36421/16 | 36,000 - 42,000 | 1645 / 1440 / 1275 | 3, 5, 6, 8, 10, 15, 20, 21 | 22” x 24” x 53¼” | ⅜” | ⅞”
ARUF37431/16 | 36,000 - 42,000 | 1925 / 1550 / 1345 | 3, 5, 6, 8, 10, 15, 20, 21 | 22” x 24” x 53¼” | ⅜” | ⅞”
ARUF48601/16 | 48,000 - 60,000 | 1985 / 1875 / 1650 | 3, 5, 6, 8, 10, 15, 20, 21 | 22” x 24” x 53¼” | ⅜” | ⅞”

## GSH13 - ARPF
GSH13 R-22 Heat Pump Split Systems - 13 Seer
Factory Sealed Low Leak - ARPF (Flowrater) Air Handlers - Multiposition / Multi Speed
UGE05018
ARI Listing
Condenser | Air Handler | Heat Kit / Kw | Performance Data |  | db Rating
1.5 Ton | [6 empty] | Heat for GSH13018 | Heaters for GSH13018 with ARPF032
GSH130181 | ARPF182416 | HKR-05 | C-18,000 BTUh / H-16,800 BTUh | 13 SEER / 11.5 EER | 735242 | TOTAL |  | 2 | HKR-05
731 | 328 | 31 | Sensible 13,200 BTUh | 7.7 HSPF / 3.5 COP | 78 db | 1090
2 Ton | [6 empty] | Heat for GSH13024 | Heaters for GSH13024 with ARPF032
GSH130241 | ARPF182416 | HKR-05 | C-23,000 BTUh / H-22,000 BTUh | 13 SEER / 11.5 EER | 735240 | TOTAL |  | 2 | HKR-05
762 | 328 | 31 | Sensible 17,000 BTUh | 7.7 HSPF / 3.3 COP | 78 db | 1121
2.5 Ton | [6 empty] | Heat for GSH13030 | Heaters for GSH13030 with ARPF042
GSH130301 | ARPF182416 | HKR-05 | C-27,800 BTUh / H-26,600 BTUh | 13 SEER / 11.5 EER | 1206583 | TOTAL |  | 2 | HKR-05
854 | 328 | 31 | Sensible 20,850 BTUh | 7.7 HSPF | TXV | 1254
TX3N2 | 41 | TXV REQUIRED FOR THIS MATCH-UP |  |  | 78 db
3 Ton | [6 empty] | Heat for GSH13036 | Heaters for GSH13036 with ARPF049
GSH130361 | ARPF363616 | HKR-08 | C-35,000 BTUh / H-32,000 BTUh | 13 SEER / 11.5 EER | 735132 | TOTAL |  | 4 | HKR-08
928 | 445 | 39 | Sensible 26,500 BTUh | 7.7 HSPF / 3.5 COP | 80 db | 1412
3.5 Ton | [6 empty] | Heat for GSH13042 | Heaters for GSH13042 with ARPF049
GSH130421 | ARPF364216 | HKR-10 | C-40,000 BTUh / H-39,000 BTUh | 13 SEER / 11.5 EER | 735258 | TOTAL |  | 5 | HKR-10
985 | 465 | 40 | Sensible 30,500 BTUh | 8.0 HSPF / 3.5 COP | 76 db | 1490
4 Ton | [6 empty] | Heat for GSH13048 | Heaters for GSH13042 with ARPF049
GSH130481 | ARPF486016 | HKR-10 | C-45,000 BTUh / H-43,000 BTUh | 13 SEER / 11.5 EER | 735227 | TOTAL |  | 5 | HKR-10
1097 | 559 | 40 | Sensible 34,000 BTUh | 8.2 HSPF / 3.5 COP | 76 db | 1696
5 Ton | [6 empty] | Heat for GSH13060 | Heaters for GSH13042 with ARPF049
GSH130601 | ARPF486016 | HKR-10 | C-55,500 BTUh / H-55,500 BTUh | 13 SEER / 11.5 EER | 735083 | TOTAL |  | 5 | HKR-10
1306 | 559 | 40 | Sensible 40,000 BTUh | 8.5 HSPF / 3.5 COP | 77 db | 1905
Please see Heaters page for Heaters for ARUF / ARPF / AEPF / ASPF Air Handlers
► Don’t forget to order Hurricane Anchor kits - Each kit is good for 5 Condensers "ABK-20" |  |  |  |  | ABK-20 | 25.92
► 10 Year Compressor and Parts Warranty on GSH13 Condensers (Limitations Apply)
► 10 Year Parts Warranty on ARPF Air Handlers (Limitations Apply)
▲ Air Handler Evap. Coil takes on the parts warranty of the matched Goodman Condenser
All 10 Year parts warranties on GSH13 Condensers & Air Handlers are for original owner and must be registered
Model | Nominal Capacity (BTUH) |  | MOD* (amps) | Dimensions | Service Valve
| Cooling | Heating |  | W x D x H | Liquid | Suction
GSH130181A | 18000 | 16800 | 15 | 29 x 29 x 32¼ | 3/8" | 3/4"
GSH130191A | 18000 | 16800 | 20 | 29 x 29 x 32¼ | 3/8" | 3/4"
GSH130241A | 23000 | 22000 | 20 | 29 x 29 x 34¾ | 3/8" | 3/4"
GSH130251A | 23000 | 22600 | 20 | 29 x 29 x 34¾ | 3/8" | 3/4"
GSH130301A | 28000 | 26800 | 20 | 29 x 29 x 34¼ | 3/8" | 3/4"
GSH130311A | 28000 | 25600 | 20 | 29 x 29 x 34¼ | 3/8" | 3/4"
GSH130361A | 35000 | 32000 | 20 | 29 x 29 x 38¼ | 3/8" | 7/8"
GSH130421A | 40000 | 39000 | 30 | 29 x 29 x 32¼ | 3/8" | 7/8"
GSH130481A | 45000 | 43000 | 40 | 29 x 29 x 34¼ | 3/8" | 7/8"
GSH130601A | 55500 | 55500 | 50 | 35½ x 35½ x 34¼ | 3/8" | 7/8"
Model | Nominal Ratings |  |  | Dimensions | Service Valve
| Cooling (BTU/h) | CFM @ 0.3” ESP | Electric Heat (kW) | W x D x H | Liquid | Suction
High / Med / Low
ARPF18241/16 | 18,000 - 24,000 | 1025 / 790 / 570 | 3, 5, 6, 8, 10, 15 | 15½” x 22” x 42⅛” | ⅜” | ¾”
ARPF19311/16 | 18,000 - 30,000 | 1025 / 780 / 545 | 3, 5, 6, 8, 10, 15 | 19½” x 22” x 46¾” | ⅜” | ⅞”
ARPF30301/16 | 30000 | 1330 / 1230 / 980 | 3, 5, 6, 8, 10, 15, 20, 21 | 19½” x 22” x 46¾” | ⅜” | ¾”
ARPF363616 | 35000 | 1230 / 1140 / 955 | 3, 5, 6, 8, 10, 15, 20, 21 | 19½” x 22” x 46¾” | ⅜” | ¾”
ARPF36421/16 | 36,000 - 42,000 | 1645 / 1440 / 1275 | 3, 5, 6, 8, 10, 15, 20, 21 | 22” x 24” x 53¼” | ⅜” | ⅞”
ARPF37431/16 | 36,000 - 42,000 | 1925 / 1550 / 1345 | 3, 5, 6, 8, 10, 15, 20, 21 | 22” x 24” x 53¼” | ⅜” | ⅞”
ARPF48601/16 | 48,000 - 60,000 | 1985 / 1875 / 1650 | 3, 5, 6, 8, 10, 15, 20, 21 | 22” x 24” x 53¼” | ⅜” | ⅞”

## GSH13 - ASPF
GSH13 R-22 Heat Pump Split Systems - 14 Seer
Factory Sealed - EEM Motor High Efficiency - ASPF (Flowrater) Air Handlers
UGE05018
ARI Listing
Condenser | Air Handler | Heat Kit / Kw | Performance Data |  | db Rating
1.5 Ton | [6 empty] | Heat for GSC13018
GSH130181 | ASPF183016 | HKR-05 | C-18,000 BTUh / H-16,800 BTUh | 14 SEER / 12.2 EER | 1291677 | TOTAL |  | 2 | 1 | HKR-05
731 | 485 | 31 | Sensible 13,200 BTUh | 8.0 HSPF | 78 db | 1247
2 Ton | [6 empty] | Heat for GSC13024
GSH130241 | ASPF183016 | HKR-05 | C-23,000 BTUh / H-22,000 BTUh | 14 SEER / 12.2 EER | 1291691 | TOTAL |  |  | 1 | HKR-05
762 | 485 | 31 | Sensible 17,000 BTUh | 8.0 HSPF | 78 db | 1278
2.5 Ton | [6 empty] | Heat for GSC13030
GSH130301 | ASPF183016 | HKR-05 | C-28,000 BTUh / H-26,800 BTUh | 14 SEER / 12.2 EER | 1291679 | TOTAL |  |  | 1 | HKR-05
854 | 485 | 31 | Sensible 21,000 BTUh | 8.0 HSPF | 78 db | 1370
3 Ton | [6 empty] | Heat for GSC13036
GSH130361 | ASPF303616 | HKR-08 | C-35,000 BTUh / H-32,000 BTUh | 14 SEER / 12.2 EER | 1291680 | TOTAL |  |  | 2 | HKR-08
928 | 592 | 39 | Sensible 26,500 BTUh | 8.0 HSPF | 80 db | 1559
3.5 Ton | [6 empty] | Heat for GSC13042
GSH130421 | ASPF426016 | HKR-10 | C-41,000 BTUh / H-39,500 BTUh | 14 SEER / 12.2 EER | 1291681 | TOTAL |  |  | 3 | HKR-10
985 | 659 | 40 | Sensible 31,160 BTUh | 8.2 HSPF | 76 db | 1684
4 Ton | [6 empty] | Heat for GSC13048
GSH130481 | ASPF426016 | HKR-10 | C-45,000 BTUh / H-43,000 BTUh | 14 SEER / 12.2 EER | 1291682 | TOTAL |  |  | 3 | HKR-10
1097 | 659 | 40 | Sensible 34,000 BTUh | 8.4 HSPF | 76 db | 1796
5 Ton | [6 empty] | Heat for GSC13060
GSH130601 | ASPF426016 | HKR-10 | C-55,500 BTUh / H-55,500 BTUh | 14 SEER / 12.2 EER | 1292150 | TOTAL |  |  | 3 | HKR-10
1306 | 659 | 40 | Sensible 40,400 BTUh | 8.6 HSPF | TXV | 2046
TX3N2 | 41 | TXV REQUIRED FOR THIS MATCH-UP |  |  | 77 db
Please see Heaters page for Heaters for ARUF / ARPF / AEPF / ASPF Air Handlers
► Don’t forget to order Hurricane Anchor kits - Each kit is good for 5 Condensers "ABK-20" |  |  |  |  | ABK-20 | 25.92
► 10 Year Compressor and Parts Warranty on GSH13 Condensers (Limitations Apply)
► 10 Year Parts Warranty on ASPF Air Handlers (Limitations Apply)
▲ Air Handler Evap. Coil takes on the parts warranty of the matched Goodman Condenser
All 10 Year parts warranties on GSH13 Condensers & Air Handlers are for original owner and must be registered
Model | Nominal Capacity (BTUH) |  | MOD* (amps) | Dimensions | Service Valve
| Cooling | Heating |  | W x D x H | Liquid | Suction
GSH130181A | 18000 | 16800 | 15 | 29 x 29 x 32¼ | 3/8" | 3/4"
GSH130191A | 18000 | 16800 | 20 | 29 x 29 x 32¼ | 3/8" | 3/4"
GSH130241A | 23000 | 22000 | 20 | 29 x 29 x 34¾ | 3/8" | 3/4"
GSH130251A | 23000 | 22600 | 20 | 29 x 29 x 34¾ | 3/8" | 3/4"
GSH130301A | 28000 | 26800 | 20 | 29 x 29 x 34¼ | 3/8" | 3/4"
GSH130311A | 28000 | 25600 | 20 | 29 x 29 x 34¼ | 3/8" | 3/4"
GSH130361A | 35000 | 32000 | 20 | 29 x 29 x 38¼ | 3/8" | 7/8"
GSH130421A | 40000 | 39000 | 30 | 29 x 29 x 32¼ | 3/8" | 7/8"
GSH130481A | 45000 | 43000 | 40 | 29 x 29 x 34¼ | 3/8" | 7/8"
GSH130601A | 55500 | 55500 | 50 | 35½ x 35½ x 34¼ | 3/8" | 7/8"
Model | Nominal Ratings |  |  | Dimensions | Service Valve
| Cooling (BTU/h) | Electric Heat (kW) | CFM @ 0.3” ESP | W x D x H | Liquid | Suction
High - Low
ASPF183016A | 18,000 - 30,000 | 5, 8, 10 | 1085 / 1015 / 850 / 765 / 650 | 19½” x 22” x 46¾” | ⅜” | ¾”
ASPF303616A | 30,000 - 36,000 | 5, 8, 10, 15 | 1350 / 1195 / 1020 / 795 / 600 | 22” x 24” x 53¼” | ⅜” | ⅞”
ASPF426016A | 42,000 - 60,000 | 5, 8, 10, 15, 20, 21 | 2000 / 1810 / 1555 / 1325 / 1040 | 22” x 24” x 53¼” | ⅜” | ⅞”

## GSH13 - AEPF16B
GSH13 R-22 Heat Pump Split Systems - 14 Seer
Factory Sealed Low Leak - Variable Speed - Multi-Position - AEPF16B (Flowrater) Air Handlers
UGE05018
Revised Heat Kit Ratings Plate
ARI Listing
Condenser | Air Handler | Heat Kit / Kw | Performance Data |  | db Rating
1.5 Ton | [6 empty] | Heat for GSC13018
GSH130181 | AEPF183016 | HKR-05 | C-18,000 BTUh / H-16,800 BTUh | 14 SEER / 12.2 EER | 1277840 | TOTAL |  | 2 | 1 | HKR-05
731 | 563 | 31 | Sensible 13,200 BTUh | 8.0 HSPF | 78 db | 1325
2 Ton | [6 empty] | Heat for GSC13024
GSH130241 | AEPF183016 | HKR-05 | C-23,000 BTUh / H-22,000 BTUh | 14 SEER / 12.2 EER | 1277841 | TOTAL |  |  | 1 | HKR-05
762 | 563 | 31 | Sensible 17,000 BTUh | 8.0 HSPF | 78 db | 1356
2.5 Ton | [6 empty] | Heat for GSC13030
GSH130301 | AEPF183016 | HKR-05 | C-28,000 BTUh / H-26,800 BTUh | 14 SEER / 12.2 EER | 1277843 | TOTAL |  |  | 1 | HKR-05
854 | 563 | 31 | Sensible 21,000 BTUh | 8.0 HSPF | 78 db | 1448
3 Ton | [6 empty] | Heat for GSC13036
GSH130361 | AEPF303616 | HKR-08 | C-35,000 BTUh / H-32,000 BTUh | 14 SEER / 12.2 EER | 1277844 | TOTAL |  |  | 2 | HKR-08
928 | 688 | 39 | Sensible 26,500 BTUh | 8.0 HSPF | 80 db | 1655
3.5 Ton | [6 empty] | Heat for GSC13042
GSH130421 | AEPF426016 | HKR-10 | C-41,000 BTUh / H-39,500 BTUh | 14 SEER / 12.2 EER | 1277846 | TOTAL |  |  | 3 | HKR-10
985 | 765 | 40 | Sensible 31,160 BTUh | 8.2 HSPF | 76 db | 1790
4 Ton | [6 empty] | Heat for GSC13048
GSH130481 | AEPF426016 | HKR-10 | C-45,000 BTUh / H-43,000 BTUh | 14 SEER / 12.2 EER | 1277847 | TOTAL |  |  | 3 | HKR-10
1097 | 765 | 40 | Sensible 34,000 BTUh | 8.4 HSPF | 76 db | 1902
5 Ton | [6 empty] | Heat for GSC13060
GSH130601 | AEPF426016 | HKR-10 | C-55,500 BTUh / H-55,500 BTUh | 13.3 SEER / 11.7 EER | 1277850 | TOTAL |  |  | 3 | HKR-10
1306 | 765 | 40 | Sensible 40,400 BTUh | 8.6 HSPF | 77 db | 2111
Please see Heaters page for Heaters for ARUF / ARPF / AEPF / ASPF Air Handlers
► Don’t forget to order Hurricane Anchor kits - Each kit is good for 5 Condensers "ABK-20" |  |  |  |  | ABK-20 | 25.92
► 10 Year Compressor and Parts Warranty on GSH13 Condensers (Limitations Apply)
► 10 Year Parts Warranty on AEPF Air Handlers (Limitations Apply)
▲ Air Handler Evap. Coil takes on the parts warranty of the matched Goodman Condenser
All 10 Year parts warranties on GSH13 Condensers & Air Handlers are for original owner and must be registered
Model | Nominal Capacity (BTUH) |  | MOD* (amps) | Dimensions | Service Valve
| Cooling | Heating |  | W x D x H | Liquid | Suction
GSH130181A | 18000 | 16800 | 15 | 29 x 29 x 32¼ | 3/8" | 3/4"
GSH130191A | 18000 | 16800 | 20 | 29 x 29 x 32¼ | 3/8" | 3/4"
GSH130241A | 23000 | 22000 | 20 | 29 x 29 x 34¾ | 3/8" | 3/4"
GSH130251A | 23000 | 22600 | 20 | 29 x 29 x 34¾ | 3/8" | 3/4"
GSH130301A | 28000 | 26800 | 20 | 29 x 29 x 34¼ | 3/8" | 3/4"
GSH130311A | 28000 | 25600 | 20 | 29 x 29 x 34¼ | 3/8" | 3/4"
GSH130361A | 35000 | 32000 | 20 | 29 x 29 x 38¼ | 3/8" | 7/8"
GSH130421A | 40000 | 39000 | 30 | 29 x 29 x 32¼ | 3/8" | 7/8"
GSH130481A | 45000 | 43000 | 40 | 29 x 29 x 34¼ | 3/8" | 7/8"
GSH130601A | 55500 | 55500 | 50 | 35½ x 35½ x 34¼ | 3/8" | 7/8"
Model | Nominal Ratings |  |  | Dimensions | Service Valve
| Cooling (BTU/h) | CFM @ 0.3” ESP | Electric Heat (kW) | W x D x H | Liquid | Suction
High / Low
AEPF183016B | 18,000 - 30,000 | 1200 / 600 | 5, 8, 10 | 19½” x 22” x 46¾” | ⅜” | ¾”
AEPF303616B | 30,000 - 36,000 | 1300 / 1200 | 5, 8, 10, 15 | 22” x 24” x 53¼” | ⅜” | ⅞”
AEPF426016B | 42,000 - 60,000 | 2000 / 1200 | 5, 8, 10, 15, 20, 21 | 22” x 24” x 53¼” | ⅜” | ⅞”

## GSH13 - AWUF
GSH13 R-22 Heat Pump Split Systems - 13 Seer
AWUF Vertical Only - Multi Speed - Flowrater Coil - Air Handlers
UGE05018
Condenser | Air Handler | Heat Kit / Kw | Performance Data / ARI Number
1.5 Ton
GSH130191 | AWUF18051 | 5kW | C-18,000 BTU / H-16,800 BTUh | 13 SEER / 11.5 EER | ARI 735876 | TOTAL | 1 | AWUF18051
829 | 234 |  | Sensible 13,200 BTUh | 7.7 HSPF / 3.5 COP | 78 db | 1063
2 Ton
GSH130251 | AWUF24051 | 5kW | C-24,000 BTUh / H-22,600 BTUh | 13 SEER / 11.5 EER | ARI 734455 | TOTAL | 1 | AWUF24051
837 | 247 |  | Sensible 17,738 BTUh | 7.7 HSPF / 3.2 COP | 78 db | 1084
2.5 Ton
GSH130311 | AWUF36081 | 8kW | C-27,400 BTUh / H-25,600 BTUh | 13 SEER / 11.4 EER | ARI 735086 | TOTAL | 2 | AWUF36081
944 | 298 |  | Sensible 20,100 BTUh | 8.0 HSPF / 3.3 COP | 76 db | 1242
3 Ton - NOT AVAILABLE AT THIS TIME
► Don’t forget to order Hurricane Anchor kits - Each kit is good for 5 Condensers "ABK-20" |  |  |  |  | ABK-20 | 25.92
► 10 Year Compressor and Parts Warranty on GSH13 Condensers (Limitations Apply)
► 10 Year Parts Warranty on AWUF Air Handlers (Limitations Apply)
▲ Air Handler Evap. Coil takes on the parts warranty of the matched Goodman Condenser
All 10 Year parts warranties on GSH13 Condensers & Air Handlers are for original owner and must be registered
Model | Nominal Capacity (BTUH) |  | MOD* (amps) | Dimensions | Service Valve
| Cooling | Heating |  | W x D x H | Liquid | Suction
GSH130191A | 18000 | 16800 | 20 | 29 x 29 x 32¼ | 3/8" | 3/4"
GSH130251A | 23000 | 22600 | 20 | 29 x 29 x 34¾ | 3/8" | 3/4"
GSH130311A | 28000 | 25600 | 20 | 29 x 29 x 34¼ | 3/8" | 3/4"
Model | Nominal Cooling Capacity (BTUH) | CFM @ 0.3” ESP | Electric Heat Capacity (kW) | Dimensions | Service Valve
|  | High/Med/Low |  | W x D x H | Liquid | Suction
AWUF18051 | 18000 | 730/720 | 5 | 20³⁄16” x 16⅛” x 36” | ⅜” | ⅝”
AWUF18081 | 18000 | 730/720 | 8 | 20³⁄16” x 16⅛” x 36” | ⅜” | ⅝”
AWUF24051 | 24000 | 830/800 | 5 | 20³⁄16” x 16⅛” x 36” | ⅜” | ⅝”
AWUF24081 | 24000 | 830/800 | 8 | 20³⁄16” x 16⅛” x 36” | ⅜” | ⅝”
AWUF24101 | 24000 | 830/800 | 10 | 20³⁄16” x 16⅛” x 36” | ⅜” | ⅝”
AWUF36051 | 30,000-36,000 | 1110/1030 | 5 | 24” x 21” x 36” | ⅜” | ¾”
AWUF36081 | 30,000-36,000 | 1110/1030 | 8 | 24” x 21” x 36” | ⅜” | ¾”
AWUF36101 | 30,000-36,000 | 1110/1030 | 10 | 24” x 21” x 36” | ⅜” | ¾”

## GSH13 - ACNF
GSH13 R-22 Heat Pump Split Systems - 13 Seer
ACNF Ceiling Mount Only - Multi Speed - Flowrater Coil - Air Handlers
UGE05018
Condenser | Air Handler | Heat Kit / Kw | Performance Data / ARI Number
1.5 Ton
GSH130191 | ACNF18051 | 5kW | C-18,000 BTU / H-16,800 BTUh | 13 SEER / 11.5 EER | ARI 735867 | TOTAL | 2 | ACNF18051
829 | 236 |  | Sensible 13,200 BTUh | 7.7 HSPF / 3.5 COP | 78 db | 1065
2 Ton
GSH130251 | ACNF24051 | 5kW | C-23,600 BTUh / H-21,900 BTUh | 13 SEER / 11.5 EER | ARI 735217 | TOTAL | 2 | ACNF24051
837 | 271 |  | Sensible 17,100 BTUh | 7.7 HSPF / 3.2 COP | 78 db | 1108
2.5 Ton
GSH130311 | ACNF30081 | 8kW | C-27,000 BTUh / H-25,000 BTUh | 13 SEER / 11.5 EER | ARI 735800 | TOTAL | 4 | ACNF30081
944 | 301 |  | Sensible 21,000 BTUh | 7.7 HSPF / 3.4 COP | 76 db | 1245
3 Ton - NOT AVAILABLE AT THIS TIME
► Don’t forget to order Hurricane Anchor kits - Each kit is good for 5 Condensers "ABK-20" |  |  |  |  | ABK-20 | 25.92
► 10 Year Compressor and Parts Warranty on GSH13 Condensers (Limitations Apply)
► 10 Year Parts Warranty on ACNF Air Handlers (Limitations Apply)
▲ Air Handler Evap. Coil takes on the parts warranty of the matched Goodman Condenser
All 10 Year parts warranties on GSH13 Condensers & Air Handlers are for original owner and must be registered
Model | Nominal Capacity (BTUH) |  | MOD* (amps) | Dimensions | Service Valve
| Cooling | Heating |  | W x D x H | Liquid | Suction
GSH130191A | 18000 | 16800 | 20 | 29 x 29 x 32¼ | 3/8" | 3/4"
GSH130251A | 23000 | 22600 | 20 | 29 x 29 x 34¾ | 3/8" | 3/4"
GSH130311A | 28000 | 25600 | 20 | 29 x 29 x 34¼ | 3/8" | 3/4"
Model | Nominal Cooling Capacity (BTUH) | CFM @ 0.3” ESP | Electric Heat Capacity (kW) | Dimensions | Service Valve
|  | High/Med/Low |  | W x D x H | Liquid | Suction
ACNF18001 | 18000 | 710/590 | 0 | 37¼” x 21” x 10” | ⅜” | ⅝”
ACNF18051 | 18000 | 710/540 | 5 | 37¼” x 21” x 10” | ⅜” | ⅝”
ACNF18061 | 18000 | 710/590 | 6 | 37¼” x 21” x 10” | ⅜” | ⅝”
ACNF18081 | 18000 | 710/590 | 8 | 37¼” x 21” x 10” | ⅜” | ⅝”
ACNF24001 | 24000 | 1020/790 | 0 | 43¼” x 21” x 10” | ⅜” | ¾”
ACNF24051 | 24000 | 1020/790 | 5 | 43¼” x 21” x 10” | ⅜” | ¾”
ACNF24061 | 24000 | 1020/790 | 8 | 43¼” x 21” x 10” | ⅜” | ¾”
ACNF24081 | 24000 | 1020/790 | 8 | 43¼” x 21” x 10” | ⅜” | ¾”
ACNF24101 | 24000 | 1020/790 | 10 | 43¼” x 21” x 10” | ⅜” | ¾”
ACNF30001 | 30000 | 1150/880 | 0 | 49¼” x 21” x 10” | ⅜” | ¾”
ACNF30051 | 30000 | 1150/880 | 5 | 49¼” x 21” x 10” | ⅜” | ¾”
ACNF30061 | 30000 | 1150/880 | 5 | 49¼” x 21” x 10” | ⅜” | ¾”
ACNF30081 | 30000 | 1150/880 | 8 | 49¼” x 21” x 10” | ⅜” | ¾”
ACNF30101 | 30000 | 1150/880 | 10 | 49¼” x 21” x 10” | ⅜” | ¾”

## GPC13H SC Package
GPC13 Package Air Conditioner
13 Seer Horizontal Only Package Systems
UGE05018
Package System | Heat Kit / Kw | Performance Data | ARI Listing
2 Ton |  |  |  |  | Heat for GPC13024 | Heaters for GPC13024 with ARUF032
GPC1324H21 | HKR-05 | 13 SEER 24,000 BTU** / 11.3 EER | ARI 735065 | TOTAL |  | 1 | HKR-05
1003 | 31 | Sensible 18,000 BTUh | 76 db | 1034
2.5 Ton |  |  |  |  | Heat for GPC13030 | Heaters for GPC13030 with ARUF042
GPC1330H21 | HKR-08 | 13 SEER 28,000 BTUh / 11.3 EER | ARI 735165 | TOTAL |  | 2 | HKR-08
1030 | 39 | Sensible 21,000 BTUh | 76 db | 1069
3 Ton |  |  |  |  | Heat for GPC13036 | Heaters for GPC13036 with ARUF049
GPC1336H21 | HKR-08 | 13 SEER 34,600 BTUh / 11.3 EER | ARI 735136 | TOTAL |  | 2 | HKR-08
1082 | 39 | Sensible 26,000 BTUh | 78 db | 1121
3.5 Ton |  |  |  |  | Heat for GPC13042 | Heaters for GPC13042 with ARUF049
GPC1342H21 | HKR-10 | 13 SEER 41,800 BTUh / 11.3 EER | ARI 735241 | TOTAL |  | 3 | HKR-10
1219 | 40 | Sensible 34,400 BTUh | 78 db | 1259
4 Ton |  |  |  |  | Heat for GPC13048 | Heaters for GPC13042 with ARUF049
GPC1348H21 | HKR-10 | 13 SEER 47,600 BTUh / 11.3 EER | ARI 735097 | TOTAL |  | 3 | HKR-10
1411 | 40 | Sensible 35,600 BTUh | 80 db | 1451
5 Ton |  |  |  |  | Heat for GPC13060 | Heaters for GPC13042 with ARUF049
GPC1360H21 | HKR-10 | 13 SEER 59,000 BTUh / 11.1 EER | ARI 735117 | TOTAL |  | 3 | HKR-10
1606 | 40 | Sensible 44,200 BTUh | 80 db | 1646
Please see Heaters page for Heaters for GPC13 and GPH13 Package Units
► 10 Year Compressor and Parts Warranty on GPC13 Package Systems
▲ Air Handler Evap. Coil takes on the parts warranty of the matched Goodman Condenser
All 10 Year parts warranties on GPC and GPH Package Units are for original owner and must be registered
Model | Nominal Cooling (CFM) | MOD* | Dimensions | Ship Weight
|  | (amps) | H" x D" x W" | (lbs)
GPC1324H21 | 800 | 20 | 30½ x 33 x 66 | 310
GPC1330H21 | 1050 | 30 | 30½ x 33x 66 | 310
GPC1336H21 | 1250 | 30 | 35½ x 33 x 66 | 370
GPC1342H21 | 1375 | 40 | 35½ x 33 x 66 | 370
GPC1348H21 | 1600 | 50 | 38½ x 33 x 66 | 400
GPC1360H21 | 2000 | 60 | 38½ x 33 x 66 | 400

## GPC13M SC Multi Package
GPC13 Package Air Conditioner
13 Seer Muilti-Position Package Systems
UGE05018
ARI Listing
Package System | Heat Kit / Kw | Performance Data | db
3 Ton |  |  |  |  | Heat for GPC13036 | Heaters for GPC13036 with ARUF049
GPC1336M21 | HKR-08 | 13 SEER 35,000 BTUh / 11.3 EER | 1264826 | TOTAL |  | 2 | HKR-08
1371 | 39 | Sensible 26,200 BTUh | 77 | 1410
4 Ton |  |  |  |  | Heat for GPC13048 | Heaters for GPC13042 with ARUF049
GPC1348M21 | HKR-10 | 13 SEER 47,000 BTUh / 11.3 EER | 1261848 | TOTAL |  | 3 | HKR-10
1651 | 40 | Sensible 36,000 BTUh | 78 | 1691
5 Ton |  |  |  |  | Heat for GPC13060 | Heaters for GPC13042 with ARUF049
GPC1360M21 | HKR-10 | 13 SEER 56,500 BTUh / 10.8 EER | 1281851 | TOTAL |  | 3 | HKR-10
1812 | 40 | Sensible 42,000 BTUh | 78 | 1852
Please see Heaters page for Heaters for GPC13 and GPH13 Package Units
► 10 Year Compressor and Parts Warranty on GPC13 Package Systems
▲ Air Handler Evap. Coil takes on the parts warranty of the matched Goodman Condenser
All 10 Year parts warranties on GPC and GPH Package Units are for original owner and must be registered
Model | Nominal Cooling (CFM) | MOD* | Dimensions | Ship Weight
|  | (amps) | H" x D" x W" | (lbs)
GPC1336M21 | 1225 | 30 | 34¾" x 51" x 47" | 416
GPC1348M21 | 1750 | 50 | 42¾" x 51" x 47" | 459
GPC1360M21 | 1900 | 60 | 42¾" x 51" x 47" | 511
ACCESSORIES
Item | Description
GPH13MED102/103* | Downflow Economizer for GPC13M / GPH13M - Packaged Units
GPH13MFR102/103* | Internal filter rack for Downflow Applications
OT18-60A | Outdoor Thermostat Kit with Lockout Stat
OT/EHR18-60 | Emergency Heat Relay kit
PGC101/102/103* | Roof Curb for GPC13M-/GPH13M- Electric/Electric Packaged Unit
PGMDD101/102* | Manual Damper for Downflow Application — Medium Chassis
PGMDMD101/102* | Motorized Damper for Downflow Application — Medium Chassis
PGMDD103* | Manual Damper for Downflow Application — Large Chassis
PGMDMD103* | Motorized Damper for Downflow Application — Large Chassis
PGMDH102* | Manual 25% Fresh Air Damper — Horizontal Applications
PGMDH103* | Manual 25% Fresh Air Damper — Horizontal Applications
PGMDMH102* | Motorized 25% Fresh Air Damper — Horizontal Applications
PGMDMH103* | Motorized 25% Fresh Air Damper — Horizontal Applications
PCFR101-103 | External Horizontal Filter Rack for Goodman/Amana Packaged Units
SQRPG101/102* | Square-to-Round Adapter with 16” Round — Downflow Applications
SQRPG103* | Square-to-Round Adapter with 18” Round — Downflow Applications
SQRPGH101/102* | Square-to-Round Adapters for GPC/GPH- Packaged Units 16”&14”
SQRPGH103* | Square-to-Round Adapters for GPC/GPH- Packaged Units 18”&14”
* Offered by McDaniels Metals

## GPH13H HP Package
GPH13 Package HEAT PUMP
13 Seer Horizontal Only Package Systems
UGE05018
Package System | Heat Kit / Kw | Performance Data | ARI Listing
2 Ton | [5 empty] | Heat for GPH13024 | Heaters for GPH13024 with ARUF032
GPH1324H21 | HKR-05 | C-25,000 BTUh / H-24,000 BTUh | 13 SEER / 10.8 EER | ARI 735182 | TOTAL |  | 1 | HKR-05
1230 | 31 | Sensible 18,800 BTUh | 7.7 HSPF / 3.4 COP | 76 db | 1261
2.5 Ton | [5 empty] | Heat for GPH13030 | Heaters for GPH13030 with ARUF042
GPH1330H21 | HKR-08 | C-28,600 BTUh / H-27,400 BTUh | 13 SEER / 10.8 EER | ARI 735177 | TOTAL |  | 2 | HKR-08
1325 | 39 | Sensible 21,400 BTUh | 7.7 HSPF / 3.2 COP | 76 db | 1364
3 Ton | [5 empty] | Heat for GPH13036 | Heaters for GPH13036 with ARUF049
GPH1336H21 | HKR-10 | C-35,000 BTUh / H-33,600 BTUh | 13 SEER / 11.0 EER | ARI 735162 | TOTAL |  | 3 | HKR-10
1367 | 40 | Sensible 26,200 BTUh | 7.7 HSPF / 3.4 COP | 78 db | 1407
3.5 Ton | [5 empty] | Heat for GPH13042 | Heaters for GPH13042 with ARUF049
GPH1342H21 | HKR-10 | C-41,000 BTUh / H-38,000 BTUh | 13 SEER / 11.3 EER | ARI 735255 | TOTAL |  | 3 | HKR-10
1494 | 40 | Sensible 30,800 BTUh | 7.8 HSPF / 3.6 COP | 78 db | 1534
4 Ton | [5 empty] | Heat for GPH13048 | Heaters for GPH13042 with ARUF049
GPH1348H21 | HKR-10 | C-46,400 BTUh / H-45,000 BTUh | 13 SEER / 10.8 EER | ARI 735096 | TOTAL |  | 3 | HKR-10
1538 | 40 | Sensible 34,800 BTUh | 7.7 HSPF / 3.3 COP | 80 db | 1578
5 Ton | [5 empty] | Heat for GPH13060 | Heaters for GPH13042 with ARUF049
GPH1360H21 | HKR-10 | C-57,600 BTUh / H-54,400 BTUh | 13 SEER / 10.9 EER | ARI 735209 | TOTAL |  | 3 | HKR-10
1781 | 40 | Sensible 43,200 BTUh | 7.7 HSPF / 3.4 COP | 80 db | 1821
Please see Heaters page for Heaters for GPH13 Package Units
► 10 Year Compressor and Parts Warranty on GPH13 Package Systems
▲ Air Handler Evap. Coil takes on the parts warranty of the matched Goodman Condenser
All 10 Year parts warranties on GPC and GPH Package Units are for original owner and must be registered
Model | Cooling (BTUh) | Dimensions | Nominal Cooling (CFM) | MOD* | Ship Weight
|  | H" x D" x W" |  | (amps) | (lbs)
GPH1324H21 | 25000 | 30½”x 33”x 66” | 815 | 20 | 325
GPH1330H21 | 28600 | 30½”x 33”x 66” | 1080 | 30 | 325
GPH1336H21 | 35000 | 35½”x 33”x 66” | 1205 | 30 | 385
GPH1342H21 | 41000 | 35½”x 33”x 66” | 1410 | 40 | 385
GPH1348H21 | 46400 | 38½”x 33”x 66” | 1585 | 50 | 415
GPH1360H21 | 57600 | 38½”x 33”x 66” | 1985 | 60 | 415

## GPH13M HP Multi Package
GPH13 Package HEAT PUMP
13 Seer Multi-Position Package Systems
UGE05018
ARI Listing
Package System | Heat Kit / Kw | Performance Data |  | db rating
2 Ton | [5 empty] | Heat for GPH13024 | Heaters for GPH13024 with ARUF032
GPH1324M21 | HKR-05 | C-25,000 BTUh / H-22,000 BTUh | 13 SEER / 11.3 EER | 1087561 | TOTAL |  | 1 | HKR-05
1377 | 31 | Sensible 18,800 BTUh | 7.7 HSPF | 77 | 1408
2.5 Ton | [5 empty] | Heat for GPH1330
GPH1330M21 | HKR-05 | C-30,000 BTUh / H-29,200 BTUh | 13 SEER / 11.0 EER | REQUESTED | TOTAL |  | Heaters for GPH13024 with ARUF032
1488 | 31 | Sensible 23,000 BTUh | 7.7 HSPF | 77 | 1519 |  | 1 | HKR-05
3 Ton | [5 empty] | Heat for GPH13036 | Heaters for GPH13036 with ARUF049
GPH1336M21 | HKR-10 | C-35,600 BTUh / H-34,200 BTUh | 13 SEER / 11.3 EER | 1087562 | TOTAL |  | 3 | HKR-10
1600 | 40 | Sensible 26,200 BTUh | 7.8 HSPF | 77 | 1640
4 Ton | [5 empty] | Heat for GPH13048 | Heaters for GPH13042 with ARUF049
GPH1348M21 | HKR-10 | C-48,000 BTUh / H-45,000 BTUh | 13 SEER / 11.3 EER | 1087559 | TOTAL |  | 3 | HKR-10
1875 | 40 | Sensible 34,800 BTUh | 8.0 HSPF | 78 | 1915
5 Ton | [5 empty] | Heat for GPH13060 | Heaters for GPH13042 with ARUF049
GPH1360M21 | HKR-10 | C-56,500 BTUh / H-55,000 BTUh | 13 SEER / 10.4 EER | 1087560 | TOTAL |  | 3 | HKR-10
2048 | 40 | Sensible 43,200 BTUh | 7.7 HSPF | 78 | 2088
Please see Heaters page for Heaters for GPH13 Package Units
► 10 Year Compressor and Parts Warranty on GPH13 Package Systems
▲ Air Handler Evap. Coil takes on the parts warranty of the matched Goodman Condenser
All 10 Year parts warranties on GPC and GPH Package Units are for original owner and must be registered
Model | Nominal Cooling (CFM) | Dimensions | Cooling (CFM) | MOD* | Ship Weight
|  | H" x D" x W" |  | (amps) | (lbs)
GPH1324M21A | 24000 | 34¾"x 51"x 47" | 750 | 20 | 376
GPH1330M21A | 30000 | 34¾"x 51"x 47" | 1200 | 30 | 410
GPH1336M21A | 35000 | 34¾"x 51"x 47" | 1200 | 30 | 438
GPH1348M21A | 47000 | 42¾"x 51"x 47" | 1510 | 40 | 492
GPH1360M21A | 56000 | 42¾"x 51"x 47" | 1810 | 60 | 523
ACCESSORIES
Item | Description
GPH13MED102/103* | Downflow Economizer for GPC13M / GPH13M - Packaged Units
GPH13MFR102/103* | Internal filter rack for Downflow Applications
OT18-60A | Outdoor Thermostat Kit with Lockout Stat
OT/EHR18-60 | Emergency Heat Relay kit
PGC101/102/103* | Roof Curb for GPC13M-/GPH13M- Electric/Electric Packaged Unit
PGMDD101/102* | Manual Damper for Downflow Application — Medium Chassis
PGMDMD101/102* | Motorized Damper for Downflow Application — Medium Chassis
PGMDD103* | Manual Damper for Downflow Application — Large Chassis
PGMDMD103* | Motorized Damper for Downflow Application — Large Chassis
PGMDH102* | Manual 25% Fresh Air Damper — Horizontal Applications
PGMDH103* | Manual 25% Fresh Air Damper — Horizontal Applications
PGMDMH102* | Motorized 25% Fresh Air Damper — Horizontal Applications
PGMDMH103* | Motorized 25% Fresh Air Damper — Horizontal Applications
PCFR101-103 | External Horizontal Filter Rack for Goodman/Amana Packaged Units
SQRPG101/102* | Square-to-Round Adapter with 16” Round — Downflow Applications
SQRPG103* | Square-to-Round Adapter with 18” Round — Downflow Applications
SQRPGH101/102* | Square-to-Round Adapters for GPC/GPH- Packaged Units 16”&14”
SQRPGH103* | Square-to-Round Adapters for GPC/GPH- Packaged Units 18”&14”
* Offered by McDaniels Metals

## GPH15M HP Multi Package
GPH15 Package HEAT PUMP
15 Seer Multi-Position Package Systems - EEM Motor - R410a Refrigerant
UGE05018
ARI Listing
Package System | Heat Kit / Kw | Performance Data |  | db rating
2 Ton | [5 empty] | Heat for GPH15024 | Heaters for GPH15024 with ARUF032
GPH1524M41 | HKR-05 | C-24,000 BTUh / H-23,400 BTUh | 15 SEER / 12.0 EER | 1358754 | TOTAL |  | 1 | HKR-05
1763 | 31 | Sensible 18,000 BTUh | 8.0 HSPF | 76 db | 1794
3 Ton | [5 empty] | Heat for GPH15036 | Heaters for GPH15036 with ARUF049
GPH1536M41 | HKR-10 | C-35,400 BTUh / H-35,500 BTUh | 15 SEER / 12.0 EER | 1358755 | TOTAL |  | 3 | HKR-10
2048 | 40 | Sensible 26,700 BTUh | 8.0 HSPF | 76 db | 2088
4 Ton | [5 empty] | Heat for GPH15048 | Heaters for GPH15042 with ARUF049
GPH1548M41 | HKR-10 | C-46,500 BTUh / H-45,500 BTUh | 15 SEER / 11.3 EER | 1358756 | TOTAL |  | 3 | HKR-10
2400 | 40 | Sensible 36,600 BTUh | 8.0 HSPF | 78 db | 2440
5 Ton | [5 empty] | Heat for GPH15060 | Heaters for GPH15042 with ARUF049
GPH1560M41 | HKR-10 | C-55,500 BTUh / H-56,000 BTUh | 14 SEER / 10.2 EER | 1358757 | TOTAL |  | 3 | HKR-10
2622 | 40 | Sensible 39,300 BTUh | 8.0 HSPF | 78 db | 2662
Please see Heaters page for Heaters for GPH15 Package Units
► 10 Year Compressor and Parts Warranty on GPH15 Package Systems
▲ Air Handler Evap. Coil takes on the parts warranty of the matched Goodman Condenser
All 10 Year parts warranties on GPC and GPH Package Units are for original owner and must be registered
Model | Nominal Cooling (CFM) | Dimensions | Cooling (CFM) | MOD* | Ship Weight
|  | H" x D" x W" |  | (amps) | (lbs)
GPH1524M41A | 24000 | 34¾"x 51"x 47" | 875 | 30 | 376
GPH1536M41A | 35400 | 34¾"x 51"x 47" | 1190 | 40 | 438
GPH1548M41A | 46600 | 42¾"x 51"x 47" | 1750 | 50 | 492
GPH1560M41A | 55600 | 42¾"x 51"x 47" | 1800 | 60 | 523
ACCESSORIES
Item | Description
GPH15MED102/103* | Downflow Economizer for GPC13M / GPH15M - Packaged Units
GPH15MFR102/103* | Internal filter rack for Downflow Applications
OT18-60A | Outdoor Thermostat Kit with Lockout Stat
OT/EHR18-60 | Emergency Heat Relay kit
PGC101/102/103* | Roof Curb for GPC13M-/GPH15M- Electric/Electric Packaged Unit
PGMDD101/102* | Manual Damper for Downflow Application — Medium Chassis
PGMDMD101/102* | Motorized Damper for Downflow Application — Medium Chassis
PGMDD103* | Manual Damper for Downflow Application — Large Chassis
PGMDMD103* | Motorized Damper for Downflow Application — Large Chassis
PGMDH102* | Manual 25% Fresh Air Damper — Horizontal Applications
PGMDH103* | Manual 25% Fresh Air Damper — Horizontal Applications
PGMDMH102* | Motorized 25% Fresh Air Damper — Horizontal Applications
PGMDMH103* | Motorized 25% Fresh Air Damper — Horizontal Applications
PCFR101-103 | External Horizontal Filter Rack for Goodman/Amana Packaged Units
SQRPG101/102* | Square-to-Round Adapter with 16” Round — Downflow Applications
SQRPG103* | Square-to-Round Adapter with 18” Round — Downflow Applications
SQRPGH101/102* | Square-to-Round Adapters for GPC/GPH- Packaged Units 16”&14”
SQRPGH103* | Square-to-Round Adapters for GPC/GPH- Packaged Units 18”&14”
* Offered by McDaniels Metals

## GAS - Electric Package
Electric Cool/ Gas Heat Package Units 2 to 5 Ton
UGE05018
13 SEER GAS PACKAGE 2 TO 5 TON
TON | MODEL | NOMINAL COOLING CAPACITY (BTUH) | NOMINAL HEATING CAPACITY (BTUH) | SENSIBEL COOLING | NOMINAL COOLING CFM | PRICE
2 | GPG13240451 | 24000 | 46000 | 18200 | 750 | 1239
| GPG13240701 | 24000 | 69000 | 18200 | 750 | 1252
2.5 | GPG13300451 | 29000 | 46000 | 22600 | 1000 | 1283
| GPG13300701 | 29000 | 69000 | 22600 | 1000 | 1320
3 | GPG13360451 | 35400 | 46000 | 27300 | 1200 | 1388
| GPG13360701 | 35400 | 69000 | 27300 | 1200 | 1456
| GPG13360901 | 35400 | 92000 | 27300 | 1200 | 1469
3.5 | GPG13420701 | 41600 | 69000 | 32000 | 1350 | 1528
| GPG13420901 | 41600 | 92000 | 32000 | 1350 | 1553
4 | GPG13480701 | 47200 | 69000 | 36600 | 1510 | 1751
| GPG13480901 | 47200 | 92000 | 36600 | 1510 | 1787
| GPG13481151 | 47200 | 115000 | 36600 | 1510 | 1875
5 | GPG13600901 | 56800 | 92000 | 42800 | 1810 | 2123
| GPG13601151 | 56800 | 115000 | 42800 | 1810 | 2147
| GPG13601401 | 56800 | 138000 | 42800 | 1810 | 2168
► 10 Year Compressor Warranty on GPG13 Series
► 10 Year Parts Warranty on GPG13 Series
► 20 Year Heat Exchanger Warranty on GPG13 Series
All 10 Year parts warranties on GPG Gas Electric Package Units are for original owner and must be registered
Model | Nominal Capacities |  |  | MOD* (amps) | Dimensions | Ship Weight (lbs)
| Cooling (BTUH) | Cooling CFM | Heating (BTUH) |  | H x D x W
GPG13240451A | 24000 | 750 | 46000 | 20 | 34¾” x 51” x 47” | 435
GPG13240701A | 24000 | 750 | 69000 | 20 | 34¾” x 51” x 47” | 439
GPG13300451A | 29000 | 1000 | 46000 | 20 | 34¾” x 51” x 47” | 438
GPG13300701A | 29000 | 1000 | 69000 | 30 | 34¾” x 51” x 47” | 442
GPG13360451A | 35400 | 1200 | 46000 | 30 | 34¾” x 51” x 47” | 470
GPG13360701A | 35400 | 1200 | 69000 | 30 | 34¾” x 51” x 47” | 475
GPG13360901A | 35400 | 1200 | 92000 | 30 | 34¾” x 51” x 47” | 480
GPG13420701A | 41600 | 1350 | 69000 | 40 | 42¾” x 51” x 47” | 515
GPG13420901A | 41600 | 1350 | 92000 | 40 | 42¾” x 51” x 47” | 520
GPG13480701A | 47200 | 1510 | 69000 | 40 | 42¾” x 51” x 47” | 540
GPG13480901A | 47200 | 1510 | 92000 | 40 | 42¾” x 51” x 47” | 545
GPG13481151A | 47200 | 1510 | 115000 | 40 | 42¾” x 51” x 47” | 550
GPG13600901A | 56800 | 1810 | 92000 | 50 | 42¾” x 51” x 47” | 555
GPG13601151A | 56800 | 1810 | 115000 | 50 | 42¾” x 51” x 47” | 560
GPG13601401A | 56800 | 1810 | 138000 | 50 | 42¾” x 51” x 47” | 565
CONSULT CURRENT ARI DIRECTORY FOR RATINGS

## Light Commercial
COMMERCIAL THREE PHASE SPLIT SYSTEMS & PACKAGE UNITS
5 YEAR COMPRESSOR AND 5 YEAR PARTS WARRANTY ON COMMERCIAL CONDENSERS
UGE05018
13 SEER STRAIGHT COOL 3 PHASE SPLIT SYSTEMS
TON | Model | Volt / Phase | PRICE | ARI # | Air Handler | PRICE
3 | GSC130363 | 208/230V 3 PHASE | 764 | 735038 | ARUF364216 | 423
4 | GSC130483 | 208/230V 3 PHASE | 975 | 872282 | ARUF486016 | 516
5 | GSC130603 | 208/230V 3 PHASE | 1130 | 872380 | ARUF486016 | 516
4 | GSC130484 | 460v 3 PHASE | 983 | 872232 | ARUF486016 | 516
5 | GSC130604 | 460v 3 PHASE | 1140 | 872236 | ARUF486016 | 516
10 SEER STRAIGHT COOL 3 PHASE SPLIT SYSTEMS - 10.3 EER
7½ | GSC100903 | 208/230V 3 PHASE | 1920 | 3 PH A/H | AR090 | 1367
10 | GSC101203 | 208/230V 3 PHASE | 2164 | 3 PH A/H | AR120 | 1504
7½ | GSC100904 | 460v 3 PHASE | 1963 | 3 PH A/H | AR090 | 1367
10 | GSC101204 | 460v 3 PHASE | 2194 | 3 PH A/H | AR120 | 1504
13 SEER HEAT PUMP 3 PHASE SPLIT SYSTEMS
TON | Model | CONDENSER VOLT/ PH | PRICE | ARI # | Air Handler | PRICE
3 | GSH130363 | 208/230V 3 PHASE | 1068 | 735898 | ARUF364216 | 423
4 | GSH130483 | 208/230V 3 PHASE | 1262 | 872436 | ARUF486016 | 516
5 | GSH130603 | 208/230V 3 PHASE | 1502 | 872411 | ARUF486016 | 516
4 | GSH130484 | 460v 3 PHASE | 1272 | 872426 | ARUF486016 | 516
5 | GSH130604 | 460v 3 PHASE | 1515 | 872434 | ARUF486016 | 516
10 SEER HEAT PUMP 3 PHASE SPLIT SYSTEMS
7½ | GSH100903 | 208/230V 3 PHASE | 2580 | 3 PH A/H | AR090 | 1367
10 | GSH101203 | 208/230V 3 PHASE | 3122 | 3 PH A/H | AR120 | 1504
7½ | GSH100904 | 460v 3 PHASE | 2648 | 3 PH A/H | AR090 | 1367
10 | GSH101204 | 460v 3 PHASE | 3190 | 3 PH A/H | AR120 | 1504
HEATERS FOR 7½ AND 10 TON AR AIR HANDLERS
MODEL |  | KW VOLT&PHASE | PRICE | MODEL | KW VOLT&PHASE
AHKD15-3 |  | 15 KW 230V3PH | 406 | AHKD15-4 | 15 KW 460V3PH | 406
AHKD20-3 |  | 20 KW 230V3PH | 502 | AHKD20-4 | 20 KW 460V3PH | 502
AHKD30-3 |  | 30 KW 230V3PH | 522 | AHKD30-4 | 30 KW 460V3PH | 513
13 SEER AIR CONDITIONERS - 3 PHASE PACKAGE UNITS
TON | Model | PACKAGE VOLT/ PH | PRICE | ARI # | PERFORMANCE DATA
3 | GPC1336M23 | 208/230V 3 PHASE | 1620 | 1261852 | 35,000 BTUh Sensible 26,200 BTUh
4 | GPC1348M23 | 208/230V 3 PHASE | 1950 | 1261853 | 47,000 BTUh Sensible 36,000 BTUh
5 | GPC1360M23 | 208/230V 3 PHASE | 2166 | 1261855 | 56,500 BTUh Sensible 42,000 BTUh
13 SEER HEAT PUMP 3 PHASE PACKAGE UNITS
TON | Model | PACKAGE VOLT/ PH | PRICE | ARI # | PERFORMANCE DATA
3 | GPH1336M23 | 208/230V 3 PHASE | 1920 | 1240749 | 35,600 BTUh Sensible 26,800 BTUh
4 | GPH1348M23 | 208/230V 3 PHASE | 2250 | 1240747 | 48,000 BTUh Sensible 36,600 BTUh
5 | GPH1360M23 | 208/230V 3 PHASE | 2458 | 1240748 | 56,500 BTUh Sensible 42,800 BTUh
HEATERS FOR GPH13 3 PHASE PACKAGE UNITS
MODEL |  | KW VOLT&PHASE | PRICE | SIZING
HKR3-15 |  | 15 KW 230V3PH | 94 | FOR 3,4, & 5 TON
HKR3-20 |  | 20 KW 230V3PH | 100 | FOR 4 & 5 TON ONLY

## Commercial Package
COMMERCIAL PACKAGE UNITS 7.5 & 10 TON 3 PHASE
ELECTRIC HEAT AND GAS PACKAGE
UCE05018
10 Seer Straight Cool Electric Heat Package Units
|  | TON | MODEL | VOLTAGE/PHASE | PRICE
|  | 7.5 | PCC090-3 | 208/230V 3PH | 2917
|  | 10 | PCC120-3 | 208/230V 3PH | 3646
|  | 7.5 | PCC090-4 | 460 V 3PH | 2979
|  | 10 | PCC120-4 | 460 V 3PH | 3708
Electric Heater kits
|  | KW | MODEL | VOLTAGE/PHASE | PRICE
|  | 20KW | HKCB20-3 | 208/230V 3PH | 357
|  | 30KW | HKCB30-3 | 208/230V 3PH | 512
|  | 40KW | HKCB40-3 | 208/230V 3PH | 395
|  | 20KW | HKCB20-4 | 460 V 3PH | 308
|  | 30KW | HKCB30-4 | 460 V 3PH | 370
|  | 40KW | HKCB40-4 | 460 V 3PH | 397
Electric Cool / Gas Heat Package Units
|  | TON | MODEL | VOLTAGE/PHASE | PRICE
|  | 7½ | PGC090195-3 | 208/230V 3PH | 3457
|  | 10 | PGC120225-3 | 208/230V 3PH | 4100
|  | 7½ | PGC090195-4 | 460 V 3PH | 3516
|  | 10 | PGC120225-4 | 460 V 3PH | 4158
CONSULT CURRENT ARI DIRECTORY FOR RATINGS
SEE COMMERCIAL PACKAGE UNITS ACCESSORIES PAGE
Model | Nominal Cooling Capacity (BTUH) | Electric Heat Capacity Kw | Nominal | Voltage-Phase | Maximum Overcurrent Protection (amps) | Dimensions | Shipping Weight (pounds)
Cooling
|  |  | CFM |  |  | W x D x H
PCC090-3A | 86000 | 20, 30, 40 | 3000 | 208/230-3 | 60 | 74-1/2” x 74-1/2” x 36” | 1000
PCC120-3A | 116000 | 20, 30, 40 | 3800 | 208/230-3 | 70 | 74-1/2” x 74-1/2” x 52” | 1290
PCC090-4A | 86000 | 20, 30, 40 | 3000 | 460-3 | 30 | 74-1/2” x 74-1/2” x 36” | 1000
PCC120-4A | 116000 | 20, 30, 40 | 3800 | 460-3 | 35 | 74-1/2” x 74-1/2” x 52” | 1290
Model | Nominal Cooling Capacity (BTUH) | Nominal Heating Capacity (BTUH) | Nominal Cooling CFM | Voltage- | Maximum Overcurrent Protection | Dimensions | Ship
|  |  |  | Phase |  | W x D x H | Weight (lbs)
PGC090195-3A | 86000 | 133000 | 3000 | 208/230-3 | 60amps | 74-9/16"x74-9/16"x36" | 1100
PGC120225-3A | 116000 | 153000 | 3800 | 208/230-3 | 70amps | 74-9/16"x74-9/16"x52" | 1400
PGC090195-4A | 88000 | 133000 | 3000 | 460-3 | 30amps | 74-9/16"x74-9/16"x36" | 1100
PGC120225-4A | 116000 | 153000 | 3800 | 460-3 | 35amps | 74-9/16"x74-9/16"x52" | 1400

## Mini Splits
13 Seer Goodman Mini Split Systems
R410a - 13 Seer Air Conditioners & Heat Pumps
UGE05018
1 Ton Air Conditioner
Outdoor Model | Price | Indoor Model | Price | 13.5 SEER 12,000 BTUh | System Total
MSG12CRN1W | 433 | MSG12CRN1N | 217 | 55.0 db | 650
1 Ton Heat Pump
Outdoor Model | Price | Indoor Model | Price | 13.5 SEER 12,000 BTUh / 13,000 BTUh | System Total
MSG12HRN1W | 446 | MSG12HRN1N | 223 | 55.0 db / 7.7 HSPF | 669
1.5 Ton Air Conditioner
Outdoor Model | Price | Indoor Model | Price | 13.5 SEER 18,000 BTUh | System Total
MSG18CRN1W | 549 | MSG18CRN1N | 275 | 59.0 db | 824
1.5 Ton Heat Pump
Outdoor Model | Price | Indoor Model | Price | 13.5 SEER 18,000 BTUh / 19,000 BTUh | System Total
MSG18HRN1W | 572 | MSG18HRN1N | 286 | 55.0 db / 7.7 HSPF | 858
2 Ton Air Conditioner
Outdoor Model | Price | Indoor Model | Price | 13.0 SEER 24,000 BTUh | System Total
MSG24CRN1W | 709 | MSG24CRN1N | 355 | 60.0 db | 1064
2 Ton Heat Pump
Outdoor Model | Price | Indoor Model | Price | 13.0 SEER 24,000 BTUh / 25,000 BTUh | System Total
MSG24HRN1W | 733 | MSG24HRN1N | 367 | 60.0 db / 7.7 HSPF | 1100
► Each system comes with a 15' line set
► 1 Year Parts Warranty
► 5 Year Compressor Warranty
Product Features
Auto-Start•
Remote Control •
Sleep Mode Bi-Directional Airflow • •
Easy-Clean Front Panel Anti-Rust Cabinet • •
Rotary TDD Trapiziform Inner-Grove Copper Self-Diagnostics Auto-Protection • • • •

## Heaters
Heat Kit Chart for Air Handlers and Package Systems
This page contains the heaters that are rated with the current air handlers
UCE05018
ARUF / (ARPF- Low Leak) Air Handlers | [5 empty] | MBR Multi Speed Blowers
Heat Kits | 1824/1931 | 3030 | 3642/3743 | 4860 |  | Heat Kits | 800 | 1200 | 1600 | 2000
HKR-03 | X | X | X | X |  | HKR-03 | X | X | X | X
HKR-05 | X | X | X | X |  | HKR-05 | X | X | X | X
HKR-06 | X | X | X | X |  | HKR-06 | X | X | X | X
HKR-08 | X | X | X | X |  | HKR-08 | X | X | X | X
HKR-10 | X | X | X | X |  | HKR-10 | X | X | X | X
HKR-05C | X | X | X | X |  | HKR-05C | X | X | X | X
HKR-08C | X | X | X | X |  | HKR-08C | X | X | X | X
HKR-10C | X | X | X | X |  | HKR-10C | X | X | X | X
HKR-15C | X | X | X | X |  | HKR-15C |  | X | X | X
HKR-20C |  | X | X | X |  | HKR-20C |  | X | X | X
HKR-21C |  | X | X | X |  | HKR-21C |  | X | X | X
HKR3-15 |  | X | X | X |  | HKR3-15 |  | X | X | X
HKR3-20 |  | X | X | X |  | HKR3-20 |  | X | X | X
MBE Variable Speed Blowers
AEPF16A (Low Leak) Variable Speed Air Handlers | [5 empty] | Heat Kits | 1200 | 1600 | 2000
Heat Kits | 1830 |  | 3036 |  | 4260 | HKR-03
HKR-05 | X | HKR-08 | X | HKR-10 | X | HKR-05
HKR-08 | X | HKR-10 | X | HKR-10C | X | HKR-08 | X
HKR-10 | X | HKR-08C | X | HKR-15C | X | HKR-10 | X | X | X
HKR-05C | X | HKR-10C | X | HKR-20C | X | HKR-05C
HKR-08C | X | HKR-15C | X | HKR-21C | X | HKR-08C | X
HKR-10C | X |  |  |  |  | HKR-10C | X | X | X
[6 empty] | HKR-15C | X | X | X
[6 empty] | HKR-20C |  |  | X
AEPF16B / ASPF (Low Leak) Variable Speed Air Handlers | [5 empty] | HKR-21C
Heat Kits | 1830 |  | 3036 |  | 4260 | HKR3-15
HKR-05 | X | HKR-05 | X | HKR-05 | X | HKR3-20
HKR-08 | X | HKR-08 | X | HKR-08 | X
HKR-10 | X | HKR-10 | X | HKR-10 | X
HKR-05C | X | HKR-05C | X | HKR-05C | X |  |  | Heat Kit Prices
HKR-08C | X | HKR-08C | X | HKR-08C | X |  |  | HKR-03 | 29
HKR-10C | X | HKR-10C | X | HKR-10C | X |  |  | HKR-05 | 31
|  | HKR-15C | X | HKR-15C | X |  |  | HKR-06 | 38
|  |  |  | HKR-20C | X |  |  | HKR-08 | 39
|  |  |  | HKR-21C | X |  |  | HKR-10 | 40
[8 empty] | HKR-05C | 38
GPC / GPH Package Units | [7 empty] | HKR-08C | 48
Heat Kits | 24 | 30 | 36 | 42 | 48 | 60 |  | HKR-10C | 50
HKR-05 | X | X | X | X | X | X |  | HKR-15C | 84
HKR-08 | X | X | X | X | X | X |  | HKR-20C | 89
HKR-10 | X | X | X | X | X | X |  | HKR-21C | 86
HKR-05C | X | X | X | X | X | X |  | HKR3-15 | 94
HKR-08C | X | X | X | X | X | X |  | HKR3-20 | 100
HKR-10C | X | X | X | X | X | X
HKR-15C |  | X | X | X | X | X
HKR-20C |  |  |  | X | X | X
Heaters that end with a "C" are with circuit breakers
Example = HKR-03 = 3kw Heat Kit
Example = HKR-10C = 10kw Heat Kit with Circuit Breaker

## Accessories
GOODMAN EQUIPMENT ACCESSORIES
SSX16 & SSZ16 ACCESSORIES
Model | Description | SSX/Z16024 | SSX/Z16036 | SSX/Z16048 | SSX/Z16060
ABK-20 | Anchor Bracket Kit ◄ | X | X | X | X
ASC-01 | Anti-Short Cycle Kit | X | X | X | X
CSR-U-1 | Hard-start Kit | X | X
CSR-U-2 | Hard-start Kit |  | X | X | X
CSR-U-3 | Hard-start Kit |  |  | X | X
OT1 8-60A | Outdoor Thermostat / Lockout Stat | X | X | X | X
TX3N4² | TXV Kit (R410a Refrigerant) |  | X
TX5N4² | TXV Kit (R410a Refrigerant) |  |  | X | X
◄ Contains 20 brackets; four brackets needed to anchor unit to pad
2 Field-installed, non-bleed, expansion valve kit --- Condensing units and heat pumps with reciprocating compressors require the use of start-assist components when used in conjunction with an in indoor coil using a non-bleed thermal expansion valve ref
SSX14 & SSZ14 ACCESSORIES
Model | Description | SSX/Z14018 SSX/Z14024 SSX/Z14030 | SSX/Z14036 | SSX/Z14042 | SSX/Z14048 SSX/Z14060
ABK-20 | Anchor Bracket Kit ◄ | X | X | X | X
ASC-01 | Anti-Short Cycle Kit | X | X | X | X
AFE18-60A | All-fuel Kit | SSZ (only) | SSZ (only) | SSZ (only) | SSZ (only)
CSR-U-1 | Hard-start Kit | X | X
CSR-U-2 | Hard-start Kit |  | X | X | X
CSR-U-3 | Hard-start Kit |  |  |  | X
LSK01A | Liquid Line Solenoid Kit | X | X | X | X
OT/EHR18-60 | Emergency Heat Relay Kit | SSZ (only) | SSZ (only) | SSZ (only) | SSZ (only)
OT1 8-60A | Outdoor Thermostat / Lockout Stat | X | X | X | X
TX3N4² | TXV Kit (R410a Refrigerant) | X | X
TX5N4² | TXV Kit (R410a Refrigerant) |  |  | X | X
◄ Contains 20 brackets; four brackets needed to anchor unit to pad
2 Field-installed, non-bleed, expansion valve kit --- Condensing units and heat pumps with reciprocating compressors require the use of start-assist components when used in conjunction with an in indoor coil using a non-bleed thermal expansion valve ref
GSC/H AIR CONDITIONER & HEAT PUMP R-22 ACCESSORIES
Model | Description | GSC/H018 GSC/H024 GSC/H030 | GSC/H036 | GSC/H042 | GSC/H048 GSC/H060
ABK-20 | Anchor Bracket Kit ◄ | X | X | X | X
ASC-01 | Anti-Short Cycle Kit | X | X | X | X
AFE18-60A | All-fuel Kit | GSH (only) | GSH (only) | GSH (only) | GSH (only)
CSR-U-1 | Hard-start Kit | X | X
CSR-U-2 | Hard-start Kit |  | X | X | X
CSR-U-3 | Hard-start Kit |  |  |  | X
LSK01A | Liquid Line Solenoid Kit | X | X | X | X
OT/EHR18-60 | Emergency Heat Relay Kit | GSH (only) | GSH (only) | GSH (only) | GSH (only)
OT1 8-60A | Outdoor Thermostat / Lockout Stat | X | X | X | X
TX3N2² | TXV Kit (R-22 Refrigerant) | X | X
TX5N2² | TXV Kit (R-22 Refrigerant) |  |  | X | X
◄ Contains 20 brackets; four brackets needed to anchor unit to pad
2 Field-installed, non-bleed, expansion valve kit --- Condensing units and heat pumps with reciprocating compressors require the use of start-assist components when used in conjunction with an in indoor coil using a non-bleed thermal expansion valve ref
GPC13 / GPH13 PACKAGE UNIT ACCESSORIES
Model | Description
GPH13MED102/103* | Downflow Economizer for GPC13M / GPH13M - Packaged Units
GPH13MFR102/103* | Internal filter rack for Downflow Applications
OT18-60A | Outdoor Thermostat Kit with Lockout Stat
OT/EHR18-60 | Emergency Heat Relay kit
PGC101/102/103* | Roof Curb for GPC13M-/GPH13M- Electric/Electric Packaged Unit
PGMDD101/102* | Manual Damper for Downflow Application — Medium Chassis
PGMDMD101/102* | Motorized Damper for Downflow Application — Medium Chassis
PGMDD103* | Manual Damper for Downflow Application — Large Chassis
PGMDMD103* | Motorized Damper for Downflow Application — Large Chassis
PGMDH102* | Manual 25% Fresh Air Damper — Horizontal Applications
PGMDH103* | Manual 25% Fresh Air Damper — Horizontal Applications
PGMDMH102* | Motorized 25% Fresh Air Damper — Horizontal Applications
PGMDMH103* | Motorized 25% Fresh Air Damper — Horizontal Applications
PCFR101-103 | External Horizontal Filter Rack for Goodman/Amana Packaged Units
SQRPG101/102* | Square-to-Round Adapter with 16” Round — Downflow Applications
SQRPG103* | Square-to-Round Adapter with 18” Round — Downflow Applications
SQRPGH101/102* | Square-to-Round Adapters for GPC/GPH- Packaged Units 16”&14”
SQRPGH103* | Square-to-Round Adapters for GPC/GPH- Packaged Units 18”&14”
* Offered by McDaniels Metals
ACCESSORIES FOR PCG & PCC 7.5 and 10 TON MODELS
MODEL | DESCRIPTION
LA-01 | LOW AMBIENT KIT
PGC-5 | ROOF CURB | CALL FOR PRICE
PGMD-5 | 25% M.O.A.D | CALL FOR PRICE
PGMDM-5 | 25% MOTORIZED O.A.D | CALL FOR PRICE
SQRPG090-5 | SQ. TO ROUND ADP 7.5 TON | CALL FOR PRICE
PGCT120-5 | CONCENTRIC TRANS 10 TON | CALL FOR PRICE
PGP-5 | 4' PLENUM DROPS WITH CAPS | CALL FOR PRICE
PGED090/102-5 | DOWNFLOW ECONOMIZER 7.5 & 8.5 TON | CALL FOR PRICE
PGED120/180-5 | DOWNFLOW ECONOMIZER 10 & 15 TON | CALL FOR PRICE
PGEH090/102-5 | HORIZONTAL ECONOMIZER 7.5 TON | CALL FOR PRICE
PGEH120/180-5/5A | HORIZONTAL ECONOMIZER 10 TON | CALL FOR PRICE
PGHDK090/102-5 | HORIZONTAL DUCT KIT 7.5 & 8.5 TON | CALL FOR PRICE
PGHDK120-180-5 | HORIZONTAL DUCT KIT 10 & 15 TON | CALL FOR PRICE
PLK090/102-5 | PANEL LOUVER KIT 7.5 & 8.5 | CALL FOR PRICE
PLK120/180-5 | PANEL LOUVER KIT 10 & 15 | CALL FOR PRICE
LPW-O6 | LIQUID PROPANE CONVERSION KIT (PGC ONLY) | CALL FOR PRICE