## DealerPriceMatrix
Dealer Cost Price Sheet Mode |  | Global Variables
Item Description | Item# | Dealer Equip Cost | Misc Materials Cost | Product Gross Margin | Labor Cost | Labor Burden | Permit Fee | Sales Tax | Retail Price | 2
| 04405 | 193 |  | 0 |  |  |  |  | 193
TRIAD 2S 16 IN 115V | 04407 | 285 |  | 0 |  |  |  |  | 285
TRIAD 2S 20 IN 115V | 04408 | 302 |  | 0 |  |  |  |  | 302
TRIAD 1S 16 IN 230V | 04927 | 175 |  | 0 |  |  |  |  | 175
TRIAD 2S 20 IN 230V | 05000 | 302 |  | 0 |  |  |  |  | 302
TRIAD 2S 16IN 230V | 05021-BIO | 285 |  | 0 |  |  |  |  | 285
| 05049 | 193 |  | 0 |  |  |  |  | 193
TRIAD BALLAST 16 IN 115V | 06024 | 51 |  | 0 |  |  |  |  | 51
| 06025 | 59 |  | 0 |  |  |  |  | 59
TRIAD BALLAST 16 IN 230V | 06027 | 51 |  | 0 |  |  |  |  | 51
| 06028 | 59 |  | 0 |  |  |  |  | 59
TRIAD BULB 1S & 2S 16 IN | 06032 | 50 |  | 0 |  |  |  |  | 50
TRIAD BULB 1S & 2S 20 IN | 06033 | 54 |  | 0 |  |  |  |  | 54
13 SEER BASE AC PURON 1.5T | 24ABA318A003 | 833 |  | 0 |  |  |  |  | 833
13 SEER BASE AC PURON 2T | 24ABA324A003 | 872 |  | 0 |  |  |  |  | 872
13 SEER BASE PURON 2.5T | 24ABA330A003 | 984 |  | 0 |  |  |  |  | 984
13 SEER BASE AC PURON 3T | 24ABA336A003 | 1062 |  | 0 |  |  |  |  | 1062
13 SEER BASE AC PURON 3.5T | 24ABA342A003 | 1112 |  | 0 |  |  |  |  | 1112
13 SEER BASE AC PURON 4T | 24ABA348A003 | 1304 |  | 0 |  |  |  |  | 1304
13 SEER BASE PURON 5T 2 | 24ABA360A003 | 1385 |  | 0 |  |  |  |  | 1385
14 Seer AC Puron | 24ABA418A003 | 1035 |  | 0 |  |  |  |  | 1035
14 Seer AC Puron | 24ABA424A003 | 1072 |  | 0 |  |  |  |  | 1072
14S BASE AC PURON 2 1/2 | 24ABA430A003 | 1186 |  | 0 |  |  |  |  | 1186
14S BASE AC PURON 208/23 | 24ABA436A003 | 1263 |  | 0 |  |  |  |  | 1263
14 Seer AC Puron | 24ABA442A003 | 1314 |  | 0 |  |  |  |  | 1314
14 Seer AC Puron | 24ABA448A003 | 1505 |  | 0 |  |  |  |  | 1505
14 Seer AC Puron | 24ABA460A003 | 1586 |  | 0 |  |  |  |  | 1586
13S BASE AC R22 1 1/2T | 24ABR318A003 | 794 |  | 0 |  |  |  |  | 794
13S BASE AC R22 2T 208/2 | 24ABR324A003 | 830 |  | 0 |  |  |  |  | 830
13S BASE AC R22 2 1/2T 2 | 24ABR330A003 | 936 |  | 0 |  |  |  |  | 936
13S BASE R22 3T 208/230 | 24ABR336A003 | 1013 |  | 0 |  |  |  |  | 1013
13 SEER BASE AC R22 3-1/ | 24ABR342A003 | 1059 |  | 0 |  |  |  |  | 1059
13 SEER BASE AC R22 4 TO | 24ABR348A003 | 1241 |  | 0 |  |  |  |  | 1241
13 SEER BASE R22 5 TON 2 | 24ABR360A003 | 1320 |  | 0 |  |  |  |  | 1320
13 Seer AC Puron | 24ACA318A003 | 870 |  | 0 |  |  |  |  | 870
13 Seer AC Puron | 24ACA324A003 | 936 |  | 0 |  |  |  |  | 936
13 Seer AC Puron | 24ACA330A003 | 1023 |  | 0 |  |  |  |  | 1023
13 SEER COMFORT AC PURON 3T | 24ACA336A003 | 1143 |  | 0 |  |  |  |  | 1143
13 Seer AC Puron | 24ACA342A003 | 1208 |  | 0 |  |  |  |  | 1208
13 Seer AC Puron | 24ACA348A003 | 1378 |  | 0 |  |  |  |  | 1378
13 Seer AC Puron | 24ACA360A003 | 1517 |  | 0 |  |  |  |  | 1517
14 Seer AC Puron | 24ACA418A003 | 935 |  | 0 |  |  |  |  | 935
14 Seer AC Puron | 24ACA424A003 | 1011 |  | 0 |  |  |  |  | 1011
14 Seer AC Puron | 24ACA430A003 | 1182 |  | 0 |  |  |  |  | 1182
14 Seer AC Puron | 24ACA436A003 | 1363 |  | 0 |  |  |  |  | 1363
14 Seer AC Puron | 24ACA442A003 | 1498 |  | 0 |  |  |  |  | 1498
14 Seer AC Puron | 24ACA448A003 | 1668 |  | 0 |  |  |  |  | 1668
14 Seer AC Puron | 24ACA460A003 | 1769 |  | 0 |  |  |  |  | 1769
13 Seer AC R-22 | 24ACR318A003 | 864 |  | 0 |  |  |  |  | 864
13 Seer AC R-22 | 24ACR324A003 | 931 |  | 0 |  |  |  |  | 931
13 Seer Coastal AC R-22 | 24ACR324C003 | 1129 |  | 0 |  |  |  |  | 1129
13 Seer AC R-22 | 24ACR330A003 | 1018 |  | 0 |  |  |  |  | 1018
13 Seer AC R-22 | 24ACR336A003 | 1138 |  | 0 |  |  |  |  | 1138
13 Seer Coastal AC R-22 | 24ACR336C003 | 1400 |  | 0 |  |  |  |  | 1400
13 Seer AC R-22 | 24ACR342A003 | 1203 |  | 0 |  |  |  |  | 1203
13 Seer AC R-22 | 24ACR348A003 | 1372 |  | 0 |  |  |  |  | 1372
13 Seer Coastal AC R-22 | 24ACR348C003 | 1663 |  | 0 |  |  |  |  | 1663
13 Seer AC R-22 | 24ACR360A003 | 1512 |  | 0 |  |  |  |  | 1512
13 Seer Coastal AC R-22 | 24ACR360C003 | 1831 |  | 0 |  |  |  |  | 1831
21/20 Seer AC Puron | 24ANA124A003 | 2173 |  | 0 |  |  |  |  | 2173
21/20 Seer AC Puron | 24ANA136A003 | 2656 |  | 0 |  |  |  |  | 2656
21/20 Seer AC Puron | 24ANA148A003 | 2800 |  | 0 |  |  |  |  | 2800
21/20 Seer AC Puron | 24ANA160A003 | 3114 |  | 0 |  |  |  |  | 3114
17S INFINITY A/C PURON 2 | 24ANA724A003 | 1653 |  | 0 |  |  |  |  | 1653
17S INFINITY A/C PURON 2 | 24ANA736A003 | 1930 |  | 0 |  |  |  |  | 1930
17S INFINITY A/C PURON 2 | 24ANA748A003 | 2332 |  | 0 |  |  |  |  | 2332
17S INFINITY A/C PURON 2 | 24ANA760A003 | 2434 |  | 0 |  |  |  |  | 2434
13 Seer AC Puron | 24APA318A003 | 874 |  | 0 |  |  |  |  | 874
13S PERFORMANCE AC PURON | 24APA324A003 | 901 |  | 0 |  |  |  |  | 901
13S PERFORMANCE AC PURON | 24APA330A003 | 997 |  | 0 |  |  |  |  | 997
13S PERFORMANCE AC PURON | 24APA336A003 | 1094 |  | 0 |  |  |  |  | 1094
13S PERFORMANCE AC PURON | 24APA342A003 | 1132 |  | 0 |  |  |  |  | 1132
13S PERFORMANCE AC PURON | 24APA348A003 | 1336 |  | 0 |  |  |  |  | 1336
13 Seer AC Puron | 24APA360A003 | 1406 |  | 0 |  |  |  |  | 1406
15 Seer AC Puron | 24APA518A003 | 1386 |  | 0 |  |  |  |  | 1386
15S PREFERRED AC PURON 2 | 24APA524A003 | 1478 |  | 0 |  |  |  |  | 1478
15 Seer AC Puron | 24APA530A003 | 1619 |  | 0 |  |  |  |  | 1619
15S PREFERRED AC PURON 2 | 24APA536A003 | 1856 |  | 0 |  |  |  |  | 1856
15 Seer AC Puron | 24APA542A003 | 1959 |  | 0 |  |  |  |  | 1959
15S PREFERRED AC PURON 2 | 24APA548A003 | 2131 |  | 0 |  |  |  |  | 2131
15 Seer AC Puron | 24APA560A003 | 2287 |  | 0 |  |  |  |  | 2287
13S BASE HP PURON 1 1/2T | 25HBA318A003 | 1052 |  | 0 |  |  |  |  | 1052
13S BASE HP PURON 2T 208 | 25HBA324A003 | 1080 |  | 0 |  |  |  |  | 1080
13S BASE HP PURON 2-1/2T | 25HBA330A003 | 1150 |  | 0 |  |  |  |  | 1150
13S BASE HP PURON 3T 208 | 25HBA336A003 | 1176 |  | 0 |  |  |  |  | 1176
13S BASE HP PURON 3 1/2T | 25HBA342A003 | 1263 |  | 0 |  |  |  |  | 1263
13S BASE HP PURON 4T 208 | 25HBA348A003 | 1341 |  | 0 |  |  |  |  | 1341
13S BASE HP PURON 5T 208 | 25HBA360A003 | 1489 |  | 0 |  |  |  |  | 1489
14 Seer HP Puron | 25HBA418A003 | 1236 |  | 0 |  |  |  |  | 1236
14 Seer HP Puron | 25HBA424A003 | 1262 |  | 0 |  |  |  |  | 1262
14 Seer HP Puron | 25HBA430A003 | 1331 |  | 0 |  |  |  |  | 1331
14 Seer HP Puron | 25HBA436A003 | 1357 |  | 0 |  |  |  |  | 1357
14S BASE HP PURON 3 1/2T | 25HBA442A003 | 1445 |  | 0 |  |  |  |  | 1445
14 Seer HP Puron | 25HBA448A003 | 1522 |  | 0 |  |  |  |  | 1522
14 Seer HP Puron | 25HBA460A003 | 1669 |  | 0 |  |  |  |  | 1669
13S BASE HP R22 1 1/2T 2 | 25HBR318A003 | 1002 |  | 0 |  |  |  |  | 1002
13S BASE HP R22 2T 208/2 | 25HBR324A003 | 1031 |  | 0 |  |  |  |  | 1031
13S BASE HP 2-1/2T 208/2 | 25HBR330A003 | 1095 |  | 0 |  |  |  |  | 1095
13S BASE HP R22 3T 208/2 | 25HBR336A003 | 1119 |  | 0 |  |  |  |  | 1119
13S BASE HP R22 3 1/2T 2 | 25HBR342A003 | 1204 |  | 0 |  |  |  |  | 1204
13S BASE HP R22 4T 208/2 | 25HBR348A003 | 1276 |  | 0 |  |  |  |  | 1276
13S BASE HP R22 5T 208/2 | 25HBR360A003 | 1416 |  | 0 |  |  |  |  | 1416
13 Seer HP Puron | 25HCA318A003 | 1179 |  | 0 |  |  |  |  | 1179
13 Seer HP Puron | 25HCA324A003 | 1202 |  | 0 |  |  |  |  | 1202
13S COMFORT HP PURON 208 | 25HCA330A003 | 1285 |  | 0 |  |  |  |  | 1285
13S COMFORT HP PURON 3T | 25HCA336A003 | 1324 |  | 0 |  |  |  |  | 1324
13S COMFORT HP PURON 208 | 25HCA342A003 | 1425 |  | 0 |  |  |  |  | 1425
13S COMFORT HP PURON 208 | 25HCA348A003 | 1525 |  | 0 |  |  |  |  | 1525
13S COMFORT HP PURON 208 | 25HCA360A003 | 1674 |  | 0 |  |  |  |  | 1674
14 Seer HP Puron | 25HCA418A003 | 1307 |  | 0 |  |  |  |  | 1307
14 Seer HP Puron | 25HCA424A003 | 1437 |  | 0 |  |  |  |  | 1437
14 Seer HP Puron | 25HCA430A003 | 1460 |  | 0 |  |  |  |  | 1460
14 Seer HP Puron | 25HCA436A003 | 1549 |  | 0 |  |  |  |  | 1549
14 Seer HP Puron | 25HCA442A003 | 1591 |  | 0 |  |  |  |  | 1591
14 Seer HP Puron | 25HCA448A003 | 1797 |  | 0 |  |  |  |  | 1797
14 Seer HP Puron | 25HCA460A003 | 1978 |  | 0 |  |  |  |  | 1978
13 Seer HP R-22 | 25HCR318A003 | 1174 |  | 0 |  |  |  |  | 1174
13 Seer HP R-22 | 25HCR324A003 | 1196 |  | 0 |  |  |  |  | 1196
13 Seer Coastal HP R-22 | 25HCR324C003 | 1335 |  | 0 |  |  |  |  | 1335
13S COMFORT HP R22 208/2 | 25HCR330A003 | 1280 |  | 0 |  |  |  |  | 1280
13S COMFORT HP R22 3T 20 | 25HCR336A003 | 1319 |  | 0 |  |  |  |  | 1319
13 Seer Coastal HP R-22 | 25HCR336C003 | 1408 |  | 0 |  |  |  |  | 1408
13 Seer HP R-22 | 25HCR342A003 | 1419 |  | 0 |  |  |  |  | 1419
13 Seer HP R-22 | 25HCR348A003 | 1519 |  | 0 |  |  |  |  | 1519
13 Seer Coastal HP R-22 | 25HCR348C003 | 1575 |  | 0 |  |  |  |  | 1575
13 Seer HP R-22 | 25HCR360A003 | 1669 |  | 0 |  |  |  |  | 1669
13 Seer Coastal HP R-22 | 25HCR360C003 | 1764 |  | 0 |  |  |  |  | 1764
16S INFINITY HP PURON 20 | 25HNA624A003 | 2049 |  | 0 |  |  |  |  | 2049
16S INFINITY HP PURON 20 | 25HNA636A003 | 2371 |  | 0 |  |  |  |  | 2371
16S INFINITY HP PURON 20 | 25HNA648A003 | 2719 |  | 0 |  |  |  |  | 2719
16S INFINITY HP PURON 20 | 25HNA660A003 | 2855 |  | 0 |  |  |  |  | 2855
19/18 Seer HP Puron | 25HNA924A003 | 2601 |  | 0 |  |  |  |  | 2601
19/18 Seer HP Puron | 25HNA936A003 | 3112 |  | 0 |  |  |  |  | 3112
19/18 Seer HP Puron | 25HNA948A003 | 3187 |  | 0 |  |  |  |  | 3187
19/18 Seer HP Puron | 25HNA960A003 | 3344 |  | 0 |  |  |  |  | 3344
13 Seer HP Puron | 25HPA318A003 | 1188 |  | 0 |  |  |  |  | 1188
13S PERFORMANCE HP PURON | 25HPA324A003 | 1215 |  | 0 |  |  |  |  | 1215
13S PERFORMANCE HP PURON | 25HPA330A003 | 1291 |  | 0 |  |  |  |  | 1291
13S PERFORMANCE HP PURON | 25HPA336A003 | 1318 |  | 0 |  |  |  |  | 1318
13S PERFORMANCE HP PURON | 25HPA342A003 | 1410 |  | 0 |  |  |  |  | 1410
13S PERFORMANCE HP PURON | 25HPA348A003 | 1491 |  | 0 |  |  |  |  | 1491
13S PERFORMANCE HP PURON | 25HPA360A003 | 1650 |  | 0 |  |  |  |  | 1650
14 Seer HP Puron | 25HPA418A003 | 1222 |  | 0 |  |  |  |  | 1222
14S PERFORMANCE HP PURON | 25HPA424A003 | 1248 |  | 0 |  |  |  |  | 1248
14 Seer HP Puron | 25HPA430A003 | 1317 |  | 0 |  |  |  |  | 1317
14S PERFORMANCE HP PURON | 25HPA436A003 | 1341 |  | 0 |  |  |  |  | 1341
14 Seer HP Puron | 25HPA442A003 | 1428 |  | 0 |  |  |  |  | 1428
14S PERFORMANCE HP PURON | 25HPA448A003 | 1500 |  | 0 |  |  |  |  | 1500
14S PERFORMANCE HP PURON | 25HPA460A003 | 1647 |  | 0 |  |  |  |  | 1647
| 25HPA518A003 | 1797 |  | 0 |  |  |  |  | 1797
| 25HPA524A003 | 1834 |  | 0 |  |  |  |  | 1834
| 25HPA530A003 | 1929 |  | 0 |  |  |  |  | 1929
| 25HPA536A003 | 1962 |  | 0 |  |  |  |  | 1962
| 25HPA542A003 | 2085 |  | 0 |  |  |  |  | 2085
| 25HPA548A003 | 2185 |  | 0 |  |  |  |  | 2185
| 25HPA560A003 | 2391 |  | 0 |  |  |  |  | 2391
STD 4-WAY MULTIPOISE 80% | 310AAV024045 | 455 |  | 0 |  |  |  |  | 455
STD 4-WAY MULTIPOISE 80% | 310AAV024070 | 465 |  | 0 |  |  |  |  | 465
STD 4-WAY MULTIPOISE 80% | 310AAV036045 | 455 |  | 0 |  |  |  |  | 455
STD 4-WAY MULTIPOISE 80% | 310AAV036070 | 478 |  | 0 |  |  |  |  | 478
STD 4-WAY MULTIPOISE 80% | 310AAV042090 | 504 |  | 0 |  |  |  |  | 504
STD 4-WAY MULTIPOISE 80% | 310AAV048090 | 518 |  | 0 |  |  |  |  | 518
| 310AAV048110 | 552 |  | 0 |  |  |  |  | 552
STD 4-WAY MULTIPOISE 80% | 310AAV066110 | 552 |  | 0 |  |  |  |  | 552
PLUS 80V 2STGE VARIBLE S | 315AAV036070 | 1108 |  | 0 |  |  |  |  | 1108
PLUS 80V 2STGE VARIBLE S | 315AAV048090 | 1197 |  | 0 |  |  |  |  | 1197
PLUS 80V 2STGE VARIBLE S | 315AAV060110 | 1314 |  | 0 |  |  |  |  | 1314
| 48CE-0300405 | 2482 |  | 0 |  |  |  |  | 2482
| 48CE-0300605 | 2554 |  | 0 |  |  |  |  | 2554
| 48CE-0360605 | 2690 |  | 0 |  |  |  |  | 2690
| 48CE-0360905 | 2727 |  | 0 |  |  |  |  | 2727
| 48CE-0420605 | 2957 |  | 0 |  |  |  |  | 2957
| 48CE-0420905 | 2974 |  | 0 |  |  |  |  | 2974
| 48CE-0480905 | 3033 |  | 0 |  |  |  |  | 3033
| 48CE-0481155 | 3078 |  | 0 |  |  |  |  | 3078
| 48CE-0481305 | 3106 |  | 0 |  |  |  |  | 3106
| 48CE-0600905 | 3275 |  | 0 |  |  |  |  | 3275
| 48CE-0601155 | 3327 |  | 0 |  |  |  |  | 3327
| 48CE-0601305 | 3359 |  | 0 |  |  |  |  | 3359
| 48SD-0240403 | 1835 |  | 0 |  |  |  |  | 1835
| 48SD-0240603 | 1907 |  | 0 |  |  |  |  | 1907
| 48SD-0300403 | 2009 |  | 0 |  |  |  |  | 2009
| 48SD-0300405 | 2062 |  | 0 |  |  |  |  | 2062
| 48SD-0300603 | 2081 |  | 0 |  |  |  |  | 2081
| 48SD-0300605 | 2134 |  | 0 |  |  |  |  | 2134
| 48SD-0360603 | 2219 |  | 0 |  |  |  |  | 2219
| 48SD-0360605 | 2272 |  | 0 |  |  |  |  | 2272
| 48SD-0360606 | 2324 |  | 0 |  |  |  |  | 2324
| 48SD-0360903 | 2255 |  | 0 |  |  |  |  | 2255
| 48SD-0360905 | 2308 |  | 0 |  |  |  |  | 2308
| 48SD-0360906 | 2360 |  | 0 |  |  |  |  | 2360
| 48SD-0420603 | 2488 |  | 0 |  |  |  |  | 2488
| 48SD-0420605 | 2541 |  | 0 |  |  |  |  | 2541
| 48SD-0420606 | 2593 |  | 0 |  |  |  |  | 2593
| 48SD-0420903 | 2505 |  | 0 |  |  |  |  | 2505
| 48SD-0420905 | 2557 |  | 0 |  |  |  |  | 2557
| 48SD-0420906 | 2610 |  | 0 |  |  |  |  | 2610
| 48SD-0480903 | 2564 |  | 0 |  |  |  |  | 2564
| 48SD-0480905 | 2617 |  | 0 |  |  |  |  | 2617
| 48SD-0480906 | 2669 |  | 0 |  |  |  |  | 2669
| 48SD-0481153 | 2609 |  | 0 |  |  |  |  | 2609
| 48SD-0481155 | 2662 |  | 0 |  |  |  |  | 2662
| 48SD-0481156 | 2714 |  | 0 |  |  |  |  | 2714
| 48SD-0481303 | 2637 |  | 0 |  |  |  |  | 2637
| 48SD-0481305 | 2690 |  | 0 |  |  |  |  | 2690
| 48SD-0481306 | 2742 |  | 0 |  |  |  |  | 2742
| 48SD-0600903 | 2808 |  | 0 |  |  |  |  | 2808
| 48SD-0600905 | 2860 |  | 0 |  |  |  |  | 2860
| 48SD-0600906 | 2913 |  | 0 |  |  |  |  | 2913
| 48SD-0601153 | 2860 |  | 0 |  |  |  |  | 2860
| 48SD-0601155 | 2913 |  | 0 |  |  |  |  | 2913
| 48SD-0601156 | 2965 |  | 0 |  |  |  |  | 2965
| 48SD-0601303 | 2892 |  | 0 |  |  |  |  | 2892
| 48SD-0601305 | 2945 |  | 0 |  |  |  |  | 2945
| 48SD-0601306 | 2997 |  | 0 |  |  |  |  | 2997
| 48XP-0240403 | 2061 |  | 0 |  |  |  |  | 2061
| 48XP-0240603 | 2139 |  | 0 |  |  |  |  | 2139
| 48XP-0300403 | 2232 |  | 0 |  |  |  |  | 2232
| 48XP-0300603 | 2302 |  | 0 |  |  |  |  | 2302
YAC PURON 13 SEER 3 TON | 48XP-0360603 | 2436 |  | 0 |  |  |  |  | 2436
| 48XP-0360605 | 2474 |  | 0 |  |  |  |  | 2474
| 48XP-0360903 | 2471 |  | 0 |  |  |  |  | 2471
| 48XP-0360905 | 2508 |  | 0 |  |  |  |  | 2508
| 48XP-0420603 | 2698 |  | 0 |  |  |  |  | 2698
| 48XP-0420605 | 2738 |  | 0 |  |  |  |  | 2738
| 48XP-0420903 | 2714 |  | 0 |  |  |  |  | 2714
| 48XP-0420905 | 2756 |  | 0 |  |  |  |  | 2756
YAC PURON 13 SEER 4 TON | 48XP-0480903 | 2772 |  | 0 |  |  |  |  | 2772
| 48XP-0480905 | 2814 |  | 0 |  |  |  |  | 2814
| 48XP-0481153 | 2816 |  | 0 |  |  |  |  | 2816
| 48XP-0481155 | 2861 |  | 0 |  |  |  |  | 2861
| 48XP-0481303 | 2844 |  | 0 |  |  |  |  | 2844
| 48XP-0481305 | 2890 |  | 0 |  |  |  |  | 2890
| 48XP-0600903 | 3009 |  | 0 |  |  |  |  | 3009
| 48XP-0600905 | 3057 |  | 0 |  |  |  |  | 3057
YAC PURON 13 SEER 5 TON | 48XP-0601153 | 3061 |  | 0 |  |  |  |  | 3061
| 48XP-0601155 | 3110 |  | 0 |  |  |  |  | 3110
| 48XP-0601303 | 3092 |  | 0 |  |  |  |  | 3092
| 48XP-0601305 | 3141 |  | 0 |  |  |  |  | 3141
| 48XZ-0240403 | 2656 |  | 0 |  |  |  |  | 2656
| 48XZ-0300403 | 2801 |  | 0 |  |  |  |  | 2801
| 48XZ-0300603 | 2852 |  | 0 |  |  |  |  | 2852
| 48XZ-0360603 | 3053 |  | 0 |  |  |  |  | 3053
| 48XZ-0360605 | 3129 |  | 0 |  |  |  |  | 3129
| 48XZ-0360903 | 3122 |  | 0 |  |  |  |  | 3122
| 48XZ-0360905 | 3199 |  | 0 |  |  |  |  | 3199
| 48XZ-0420603 | 3309 |  | 0 |  |  |  |  | 3309
| 48XZ-0420605 | 3387 |  | 0 |  |  |  |  | 3387
| 48XZ-0420903 | 3326 |  | 0 |  |  |  |  | 3326
| 48XZ-0420905 | 3405 |  | 0 |  |  |  |  | 3405
| 48XZ-0480903 | 3455 |  | 0 |  |  |  |  | 3455
| 48XZ-0480905 | 3531 |  | 0 |  |  |  |  | 3531
| 48XZ-0481153 | 3499 |  | 0 |  |  |  |  | 3499
| 48XZ-0481155 | 3576 |  | 0 |  |  |  |  | 3576
| 48XZ-0481303 | 3526 |  | 0 |  |  |  |  | 3526
| 48XZ-0481305 | 3605 |  | 0 |  |  |  |  | 3605
| 48XZ-0600903 | 3775 |  | 0 |  |  |  |  | 3775
| 48XZ-0600905 | 3832 |  | 0 |  |  |  |  | 3832
| 48XZ-0601153 | 3826 |  | 0 |  |  |  |  | 3826
| 48XZ-0601155 | 3883 |  | 0 |  |  |  |  | 3883
| 48XZ-0601303 | 3856 |  | 0 |  |  |  |  | 3856
| 48XZ-0601305 | 3915 |  | 0 |  |  |  |  | 3915
| 50CE-024---3--TP | 2737 |  | 0 |  |  |  |  | 2737
| 50CE-030---3--TP | 2836 |  | 0 |  |  |  |  | 2836
| 50CE-030---5 | 2101 |  | 0 |  |  |  |  | 2101
| 50CE-036---3--TP | 2940 |  | 0 |  |  |  |  | 2940
| 50CE-036---5 | 2178 |  | 0 |  |  |  |  | 2178
| 50CE-042---3--TP | 3269 |  | 0 |  |  |  |  | 3269
| 50CE-042---5 | 2421 |  | 0 |  |  |  |  | 2421
| 50CE-048---3--TP | 3543 |  | 0 |  |  |  |  | 3543
| 50CE-060---3--TP | 3828 |  | 0 |  |  |  |  | 3828
| 50CE-060---5 | 2829 |  | 0 |  |  |  |  | 2829
Infinity 13 HP Puron® (Tin Plated) | 50CR-024---3--TP | 2775 |  | 0 |  |  |  |  | 2775
Infinity 13 HP Puron® (Tin Plated) | 50CR-030---3--TP | 2940 |  | 0 |  |  |  |  | 2940
| 50CR-030---5 | 2550 |  | 0 |  |  |  |  | 2550
Infinity 13 HP Puron® (Tin Plated) | 50CR-036---3--TP | 3135 |  | 0 |  |  |  |  | 3135
| 50CR-036---5 | 2718 |  | 0 |  |  |  |  | 2718
Infinity 13 HP Puron® (Tin Plated) | 50CR-042---3--TP | 3333 |  | 0 |  |  |  |  | 3333
| 50CR-042---5 | 2890 |  | 0 |  |  |  |  | 2890
Infinity 13 HP Puron® (Tin Plated) | 50CR-048---3--TP | 3525 |  | 0 |  |  |  |  | 3525
| 50CR-048---5 | 3050 |  | 0 |  |  |  |  | 3050
Infinity 13 HP Puron® (Tin Plated) | 50CR-060---3--TP | 3723 |  | 0 |  |  |  |  | 3723
| 50CR-060---5 | 3223 |  | 0 |  |  |  |  | 3223
| 50SD-024---3--TP | 1848 |  | 0 |  |  |  |  | 1848
| 50SD-030---3--TP | 1932 |  | 0 |  |  |  |  | 1932
| 50SD-030---5 | 1693 |  | 0 |  |  |  |  | 1693
| 50SD-030---5--TP | 1991 |  | 0 |  |  |  |  | 1991
| 50SD-036---3--TP | 2022 |  | 0 |  |  |  |  | 2022
| 50SD-036---5 | 1771 |  | 0 |  |  |  |  | 1771
| 50SD-036---5--TP | 2082 |  | 0 |  |  |  |  | 2082
| 50SD-036---6 | 1822 |  | 0 |  |  |  |  | 1822
| 50SD-042---3--TP | 2305 |  | 0 |  |  |  |  | 2305
| 50SD-042---5 | 2017 |  | 0 |  |  |  |  | 2017
| 50SD-042---5--TP | 2374 |  | 0 |  |  |  |  | 2374
| 50SD-042---6 | 2066 |  | 0 |  |  |  |  | 2066
| 50SD-048---3--TP | 2530 |  | 0 |  |  |  |  | 2530
| 50SD-048---5 | 2214 |  | 0 |  |  |  |  | 2214
| 50SD-048---6 | 2265 |  | 0 |  |  |  |  | 2265
| 50SD-060---3--TP | 2774 |  | 0 |  |  |  |  | 2774
| 50SD-060---5 | 2427 |  | 0 |  |  |  |  | 2427
| 50SD-060---5--TP | 2857 |  | 0 |  |  |  |  | 2857
| 50SD-060---6 | 2477 |  | 0 |  |  |  |  | 2477
| 50SZ-024---3--TP | 2234 |  | 0 |  |  |  |  | 2234
| 50SZ-030---3--TP | 2394 |  | 0 |  |  |  |  | 2394
| 50SZ-030---5 | 2146 |  | 0 |  |  |  |  | 2146
| 50SZ-030---5--TP | 2466 |  | 0 |  |  |  |  | 2466
| 50SZ-036---3--TP | 2583 |  | 0 |  |  |  |  | 2583
| 50SZ-036---5--TP | 2660 |  | 0 |  |  |  |  | 2660
| 50SZ-036---6 | 2365 |  | 0 |  |  |  |  | 2365
| 50SZ-042---3--TP | 2782 |  | 0 |  |  |  |  | 2782
| 50SZ-042---5--TP | 2865 |  | 0 |  |  |  |  | 2865
| 50SZ-042---6 | 2538 |  | 0 |  |  |  |  | 2538
| 50SZ-048---3--TP | 2961 |  | 0 |  |  |  |  | 2961
| 50SZ-048---5--TP | 3049 |  | 0 |  |  |  |  | 3049
| 50SZ-048---6 | 2699 |  | 0 |  |  |  |  | 2699
| 50SZ-060---3--TP | 3154 |  | 0 |  |  |  |  | 3154
| 50SZ-060---5--TP | 3249 |  | 0 |  |  |  |  | 3249
| 50SZ-060---6 | 2871 |  | 0 |  |  |  |  | 2871
| 50XP-024---3--TP | 2371 |  | 0 |  |  |  |  | 2371
| 50XP-030---3--TP | 2454 |  | 0 |  |  |  |  | 2454
| 50XP-030---5--TP | 2530 |  | 0 |  |  |  |  | 2530
| 50XP-036---3--TP | 2551 |  | 0 |  |  |  |  | 2551
| 50XP-036---5--TP | 2632 |  | 0 |  |  |  |  | 2632
| 50XP-042---3--TP | 2855 |  | 0 |  |  |  |  | 2855
| 50XP-042---5--TP | 2893 |  | 0 |  |  |  |  | 2893
| 50XP-048---3--TP | 3091 |  | 0 |  |  |  |  | 3091
| 50XP-048---5--TP | 3156 |  | 0 |  |  |  |  | 3156
| 50XP-060---3--TP | 3344 |  | 0 |  |  |  |  | 3344
| 50XP-060---5--TP | 3388 |  | 0 |  |  |  |  | 3388
| 50XZ-024---3--TP | 2900 |  | 0 |  |  |  |  | 2900
| 50XZ-030---3--TP | 3083 |  | 0 |  |  |  |  | 3083
| 50XZ-030---5--TP | 3126 |  | 0 |  |  |  |  | 3126
PHP PURON 13 SEER 3 TON | 50XZ-036---3--TP | 3287 |  | 0 |  |  |  |  | 3287
| 50XZ-036---5--TP | 3335 |  | 0 |  |  |  |  | 3335
| 50XZ-042---3--TP | 3495 |  | 0 |  |  |  |  | 3495
| 50XZ-042---5--TP | 3548 |  | 0 |  |  |  |  | 3548
| 50XZ-048---3--TP | 3698 |  | 0 |  |  |  |  | 3698
| 50XZ-048---5--TP | 3753 |  | 0 |  |  |  |  | 3753
| 50XZ-060---3--TP | 3905 |  | 0 |  |  |  |  | 3905
| 50XZ-060---5--TP | 3966 |  | 0 |  |  |  |  | 3966
| 50ZHA024---3--TP | 1827 |  | 0 |  |  |  |  | 1827
| 50ZHA030---3--TP | 1988 |  | 0 |  |  |  |  | 1988
| 50ZHA030---5--TP | 1988 |  | 0 |  |  |  |  | 1988
| 50ZHA036---3--TP | 2179 |  | 0 |  |  |  |  | 2179
| 50ZHA036---5--TP | 2179 |  | 0 |  |  |  |  | 2179
| 50ZHA042---3--TP | 2378 |  | 0 |  |  |  |  | 2378
| 50ZHA042---5--TP | 2378 |  | 0 |  |  |  |  | 2378
| 50ZHA048---3--TP | 2558 |  | 0 |  |  |  |  | 2558
| 50ZHA048---5--TP | 2558 |  | 0 |  |  |  |  | 2558
| 50ZHA060---3--TP | 2752 |  | 0 |  |  |  |  | 2752
| 50ZHA060---5--TP | 2752 |  | 0 |  |  |  |  | 2752
| 50ZPA024---3--TP | 1474 |  | 0 |  |  |  |  | 1474
| 50ZPA030---3--TP | 1556 |  | 0 |  |  |  |  | 1556
| 50ZPA030---5--TP | 1556 |  | 0 |  |  |  |  | 1556
| 50ZPA036---3--TP | 1644 |  | 0 |  |  |  |  | 1644
| 50ZPA036---5--TP | 1644 |  | 0 |  |  |  |  | 1644
| 50ZPA042---3--TP | 1890 |  | 0 |  |  |  |  | 1890
| 50ZPA042---5--TP | 1890 |  | 0 |  |  |  |  | 1890
| 50ZPA048---3--TP | 2112 |  | 0 |  |  |  |  | 2112
| 50ZPA048---5--TP | 2112 |  | 0 |  |  |  |  | 2112
| 50ZPA060---3--TP | 2352 |  | 0 |  |  |  |  | 2352
| 50ZPA060---5--TP | 2352 |  | 0 |  |  |  |  | 2352
PLUS 80V 2STGE VARIBLE S | 58CVA070---1--12 | 1108 |  | 0 |  |  |  |  | 1108
PLUS 80V 2STGE VARIBLE S | 58CVA090---1--16 | 1197 |  | 0 |  |  |  |  | 1197
PLUS 80V 2STGE VARIBLE S | 58CVA110---1--20 | 1314 |  | 0 |  |  |  |  | 1314
STD 4-WAY MULTIPOISE 80% | 58STA045---1--08 | 501 |  | 0 |  |  |  |  | 501
STD 4-WAY MULTIPOISE 80% | 58STA045---1--12 | 501 |  | 0 |  |  |  |  | 501
| 58STA070---1--08 | 518 |  | 0 |  |  |  |  | 518
STD 4-WAY MULTIPOISE 80% | 58STA070---1--12 | 526 |  | 0 |  |  |  |  | 526
STD 4-WAY MULTIPOISE 80% | 58STA070---1--16 | 526 |  | 0 |  |  |  |  | 526
STD 4-WAY MULTIPOISE 80% | 58STA090---1--14 | 557 |  | 0 |  |  |  |  | 557
STD 4-WAY MULTIPOISE 80% | 58STA090---1--16 | 557 |  | 0 |  |  |  |  | 557
STD 4-WAY MULTIPOISE 80% AFUE G/F | 58STA090---1--20 | 573 |  | 0 |  |  |  |  | 573
STD 4-WAY MULTIPOISE 80% | 58STA110---1--12 | 607 |  | 0 |  |  |  |  | 607
STD 4-WAY MULTIPOISE 80% | 58STA110---1--16 | 607 |  | 0 |  |  |  |  | 607
STD 4-WAY MULTIPOISE 80% | 58STA110---1--22 | 607 |  | 0 |  |  |  |  | 607
| 888-557 | 69 |  | 0 |  |  |  |  | 69
| 888-558 | 82 |  | 0 |  |  |  |  | 82
SURGE PROTECTOR: 4LVLP-L V 24V | 920SURG24-8W | 65 |  | 0 |  |  |  |  | 65
| ASPAS1BBA007 | 2591 |  | 0 |  |  |  |  | 2591
BRY AUTO HOME STANDBY PO | ASPAS1BBA012 | 2977 |  | 0 |  |  |  |  | 2977
STANDBY POWER GENERATOR AUTO HOME | ASPAS1BBA015 | 2625 |  | 0 |  |  |  |  | 2625
BRY AUTO HOME STANDBY PO | ASPAS1BBL015 | 5856 |  | 0 |  |  |  |  | 5856
BRY AUTO HOME STANDBY PO | ASPAS1BBL025 | 8070 |  | 0 |  |  |  |  | 8070
| ASPAS1BBL040 | 10744 |  | 0 |  |  |  |  | 10744
| ASPAS1CCA007 | 2591 |  | 0 |  |  |  |  | 2591
| ASPAS1CCA012 | 2977 |  | 0 |  |  |  |  | 2977
STANDBY POWER GENERATOR AUTO HOME | ASPAS1CCA015 | 2625 |  | 0 |  |  |  |  | 2625
| ASPAS1CCL015 | 5856 |  | 0 |  |  |  |  | 5856
CAC AUTO HOME STANDBY PO | ASPAS1CCL025 | 8070 |  | 0 |  |  |  |  | 8070
CAC AUTO HOME STANDBY PO | ASPAS1CCL040 | 10744 |  | 0 |  |  |  |  | 10744
| ASPAX1BBA015 | 2310 |  | 0 |  |  |  |  | 2310
CAC AUTO HOME STANDBY PO | ASPAX1CCA015 | 2310 |  | 0 |  |  |  |  | 2310
BRY AUTO HOME STANDBY PO | ASPBS1BBL040 | 10744 |  | 0 |  |  |  |  | 10744
CAC AUTO HOME STANDBY PO | ASPBS1CCL040 | 10744 |  | 0 |  |  |  |  | 10744
| ASPCA1BBL025 | 10088 |  | 0 |  |  |  |  | 10088
HOME STANDBY GENERATOR | ASPCA1BBL040 | 12845 |  | 0 |  |  |  |  | 12845
HOME STANDBY GENERATOR | ASPCA1CCL025 | 10088 |  | 0 |  |  |  |  | 10088
HOME STANDBY GENERATOR | ASPCA1CCL040 | 12845 |  | 0 |  |  |  |  | 12845
HOME STANDBY GENERATOR | ASPCS1BBL025 | 8765 |  | 0 |  |  |  |  | 8765
| ASPCS1BBL040 | 11301 |  | 0 |  |  |  |  | 11301
HOME STANBY GENERATOR | ASPCS1CCL025 | 8765 |  | 0 |  |  |  |  | 8765
HOME STANDBY GENERATOR | ASPCS1CCL040 | 11301 |  | 0 |  |  |  |  | 11301
EVAP-N-COIL PURON HORIZ | CNPHP2417ATA | 260 |  | 0 |  |  |  |  | 260
EVAP-N-COIL PURON HORIZ | CNPHP3017ATA | 277 |  | 0 |  |  |  |  | 277
EVAP-N-COIL PURON HORIZ | CNPHP3617ATA | 298 |  | 0 |  |  |  |  | 298
EVAP-N-COIL PURON HORIZ | CNPHP4221ATA | 332 |  | 0 |  |  |  |  | 332
EVAP-N-COIL PURON HORIZ | CNPHP4821ATA | 372 |  | 0 |  |  |  |  | 372
EVAP-N-COIL PURON HORIZ | CNPHP6024ATA | 412 |  | 0 |  |  |  |  | 412
EVAP-N-CIL PURN UP/DWNFL | CNPVP1814ATA | 225 |  | 0 |  |  |  |  | 225
EVAP-N-CIL PURN UP/DWNFL | CNPVP2414ATA | 234 |  | 0 |  |  |  |  | 234
| CNPVP2417ATA | 240 |  | 0 |  |  |  |  | 240
EVAP-N-CIL PURN UP/DWNFL | CNPVP3014ATA | 241 |  | 0 |  |  |  |  | 241
EVAP-N-CIL PURN UP/DWNFL | CNPVP3617ATA | 262 |  | 0 |  |  |  |  | 262
EVAP-N-CIL PURN UP/DWNFL | CNPVP4221ATA | 306 |  | 0 |  |  |  |  | 306
EVAP-N-CIL PURN UP/DWNFL | CNPVP4821ATA | 328 |  | 0 |  |  |  |  | 328
EVAP-N-CIL PURN UP/DWNFL | CNPVP6024ATA | 372 |  | 0 |  |  |  |  | 372
| CNRHP2417ATA | 255 |  | 0 |  |  |  |  | 255
| CNRHP3017ATA | 273 |  | 0 |  |  |  |  | 273
EVAP-N-COIL R22 HORIZ CA | CNRHP3617ATA | 294 |  | 0 |  |  |  |  | 294
EVAP-N-COIL R22 HORIZ CA | CNRHP4221ATA | 326 |  | 0 |  |  |  |  | 326
EVAP-N-COIL R22 HORIZ CA | CNRHP4821ATA | 365 |  | 0 |  |  |  |  | 365
EVAP-N-COIL R22 HORIZ CA | CNRHP6024ATA | 406 |  | 0 |  |  |  |  | 406
| CNRVP1814ATA | 222 |  | 0 |  |  |  |  | 222
| CNRVP2414ATA | 231 |  | 0 |  |  |  |  | 231
EVAP-N-COIL R22 UP/DOWNF | CNRVP3014ATA | 237 |  | 0 |  |  |  |  | 237
EVAP-N-COIL R22 UP/DOWNF | CNRVP3617ATA | 261 |  | 0 |  |  |  |  | 261
EVAP-N-COIL R22 UP/DOWNF | CNRVP4221ATA | 301 |  | 0 |  |  |  |  | 301
EVAP-N-COIL R22 UP/DOWNF | CNRVP4821ATA | 338 |  | 0 |  |  |  |  | 338
EVAP-N-COIL R22 UP/DOWNF | CNRVP6024ATA | 410 |  | 0 |  |  |  |  | 410
SQUARE-TO-ROUND DUCT TRANSIT | CPDUCFLG002A00 | 13 |  | 0 |  |  |  |  | 13
INTERNAL FILTER RACK | CPFILTRK004A00 | 25 |  | 0 |  |  |  |  | 25
INTERNAL FILTER RACK | CPFILTRK005A00 | 29 |  | 0 |  |  |  |  | 29
ELECTRIC HEAT 5KW (230-1) | CPHEATER001A00 | 71 |  | 0 |  |  |  |  | 71
ELECTRIC HEAT 7.5 KW (230-1) | CPHEATER002A00 | 108 |  | 0 |  |  |  |  | 108
ELECTRIC HEAT 10KW (230-1) | CPHEATER003A00 | 95 |  | 0 |  |  |  |  | 95
ELECTRIC HEAT 15KW (230-1)FUSED | CPHEATER004A00 | 174 |  | 0 |  |  |  |  | 174
| CPHEATER005A00 | 186 |  | 0 |  |  |  |  | 186
ELECTRIC HEAT 20KW | CPHEATER006A00 | 360 |  | 0 |  |  |  |  | 360
ELECTRIC HEAT 10KW | CPHEATER007A00 | 128 |  | 0 |  |  |  |  | 128
ELECTRIC HEAT 15 KW | CPHEATER008A00 | 141 |  | 0 |  |  |  |  | 141
| CPHEATER009A00 | 161 |  | 0 |  |  |  |  | 161
ELECTRIC HEAT 10KW | CPHEATER010A00 | 204 |  | 0 |  |  |  |  | 204
| CPHEATER011A00 | 153 |  | 0 |  |  |  |  | 153
| CPHEATER012A00 | 184 |  | 0 |  |  |  |  | 184
ELECT HEAT 3.8/5KW 208/230 1 PHASE | CPHEATER013A00 | 107 |  | 0 |  |  |  |  | 107
ELECT HEAT 5.6/7.5KW 208/230 1 PHASE | CPHEATER014A00 | 123 |  | 0 |  |  |  |  | 123
ELECT HEAT 7.5/10KW 208/230 1 PHASE | CPHEATER015A00 | 131 |  | 0 |  |  |  |  | 131
ELECT HEAT 11.3/15 KW | CPHEATER016A00 | 218 |  | 0 |  |  |  |  | 218
| CPHEATER017A00 | 249 |  | 0 |  |  |  |  | 249
| CPHEATER018A00 | 164 |  | 0 |  |  |  |  | 164
ELECT HEAT 11.3/15KW | CPHEATER019A00 | 197 |  | 0 |  |  |  |  | 197
| CPHEATER020A00 | 215 |  | 0 |  |  |  |  | 215
ELECTRIC HEAT 10 KW | CPHEATER024A00 | 137 |  | 0 |  |  |  |  | 137
ELECTRIC HEAT 10 KW (230 | CPHEATER024B00 | 131 |  | 0 |  |  |  |  | 131
ELECTRIC HEAT 15.0 KW (230-1) | CPHEATER025A00 | 128 |  | 0 |  |  |  |  | 128
ELECTRIC HEAT 5.0 KW (23 | CPHEATER026B00 | 78 |  | 0 |  |  |  |  | 78
ELECTRIC HEAT 20.0 KW (2 | CPHEATER027B00 | 174 |  | 0 |  |  |  |  | 174
| CPHEATER028B00 | 189 |  | 0 |  |  |  |  | 189
ELECTRIC HEAT 5.0 KW (23 | CPHEATER029B00 | 75 |  | 0 |  |  |  |  | 75
ELECTRIC HEAT 9.8 KW (23 | CPHEATER030B00 | 100 |  | 0 |  |  |  |  | 100
ELECTRIC HEAT 5.0 KW (23 | CPHEATER038B00 | 189 |  | 0 |  |  |  |  | 189
ELECTRIC HEAT 9.8 KW (23 | CPHEATER039B00 | 96 |  | 0 |  |  |  |  | 96
ELECTRIC HEAT 15 KW (230 | CPHEATER040B00 | 208 |  | 0 |  |  |  |  | 208
ELEC HTR 7.5/KW 208/230- | CPHEATER042B00 | 91 |  | 0 |  |  |  |  | 91
ELECTRIC HEAT 10 KW (240-1) W/FUSING | CPHEATER050A00 | 128 |  | 0 |  |  |  |  | 128
ELECTRIC HEAT 15 KW (240-1) | CPHEATER051A00 | 128 |  | 0 |  |  |  |  | 128
ELECTRIC HEAT 5 KW (240-1) | CPHEATER052A00 | 68 |  | 0 |  |  |  |  | 68
ELECTRIC HEAT 20 | CPHEATER054A00 | 225 |  | 0 |  |  |  |  | 225
ELECTRIC HEAT 5 KW (240-3) | CPHEATER055A00 | 80 |  | 0 |  |  |  |  | 80
ELECTRIC HEAT 10 KW (240-3) | CPHEATER056A00 | 116 |  | 0 |  |  |  |  | 116
ELECTRIC HEAT 15 KW (240-3) | CPHEATER057A00 | 186 |  | 0 |  |  |  |  | 186
ELECTRIC HEAT 5 KW (480-3) | CPHEATER060A00 | 93 |  | 0 |  |  |  |  | 93
ELECTRIC HEAT 5 KW (240-1) W/FUSING | CPHEATER064A00 | 97 |  | 0 |  |  |  |  | 97
ELECTRIC HEAT 10 KW (240-1) | CPHEATER065A00 | 86 |  | 0 |  |  |  |  | 86
ELECTRIC HEAT 15 KW (240-1) W/FUSING | CPHEATER066A00 | 174 |  | 0 |  |  |  |  | 174
| CPHEATER067A00 | 112 |  | 0 |  |  |  |  | 112
| CPHEATER068A00 | 100 |  | 0 |  |  |  |  | 100
ELEC HTR 7.5KW 230-1-60 HZ | CPHEATER069A00 | 79 |  | 0 |  |  |  |  | 79
ELEC HTR 7.5/10KW 50JZ-024-060 | CPHEATER070A00 | 154 |  | 0 |  |  |  |  | 154
| CPHEATER080A00 | 77 |  | 0 |  |  |  |  | 77
| CPHEATER081A00 | 129 |  | 0 |  |  |  |  | 129
| CPHEATER082A00 | 88 |  | 0 |  |  |  |  | 88
| CPHEATER083A00 | 170 |  | 0 |  |  |  |  | 170
| CPHEATER084A00 | 87 |  | 0 |  |  |  |  | 87
| CPHEATER085A00 | 166 |  | 0 |  |  |  |  | 166
| CPHEATER086A00 | 167 |  | 0 |  |  |  |  | 167
| CPHEATER087A00 | 225 |  | 0 |  |  |  |  | 225
| CPHEATER088A00 | 205 |  | 0 |  |  |  |  | 205
| CPHEATER089A00 | 243 |  | 0 |  |  |  |  | 243
| CPHEATER090A00 | 93 |  | 0 |  |  |  |  | 93
| CPHEATER091A00 | 120 |  | 0 |  |  |  |  | 120
| CPHEATER092A00 | 120 |  | 0 |  |  |  |  | 120
| CPHEATER093A00 | 200 |  | 0 |  |  |  |  | 200
| CPHEATER094A00 | 231 |  | 0 |  |  |  |  | 231
| CPHEATER095A00 | 211 |  | 0 |  |  |  |  | 211
| CPHEATER096A00 | 85 |  | 0 |  |  |  |  | 85
| CPHEATER097A00 | 146 |  | 0 |  |  |  |  | 146
| CPHEATER098A00 | 101 |  | 0 |  |  |  |  | 101
| CPHEATER099A00 | 140 |  | 0 |  |  |  |  | 140
| CPHEATER100A00 | 105 |  | 0 |  |  |  |  | 105
| CPHEATER101A00 | 148 |  | 0 |  |  |  |  | 148
| CPHEATER102A00 | 206 |  | 0 |  |  |  |  | 206
| CPHEATER103A00 | 260 |  | 0 |  |  |  |  | 260
MANUAL OUTSIDE AIR DAMPER EXT 018-042 | CPMANDPR004A00 | 119 |  | 0 |  |  |  |  | 119
MANUAL OUTSIDE AIR DAMPER EXT 048-060 | CPMANDPR005A00 | 138 |  | 0 |  |  |  |  | 138
14 IN TALL FLAT CURB | CPRFCURB007A00 | 161 |  | 0 |  |  |  |  | 161
14 IN TALL FLAT ROOF CUR B | CPRFCURB009A00 | 215 |  | 0 |  |  |  |  | 215
| DAMPACT45DEG-B | 101 |  | 0 |  |  |  |  | 101
| DAMPACT45DEG-R | 101 |  | 0 |  |  |  |  | 101
| DAMPACT90DEG-B | 103 |  | 0 |  |  |  |  | 103
| DAMPACT90DEG-R | 103 |  | 0 |  |  |  |  | 103
BAROMETRIC BYPASS DAMPER ROUND 8 | DAMPBAR08INC | 91 |  | 0 |  |  |  |  | 91
BAROMETRIC BYPASS DAMPER 8X14 | DAMPBAR08X14 | 208 |  | 0 |  |  |  |  | 208
BAROMETRIC BYPASS DAMPER 8X24 | DAMPBAR08X24 | 208 |  | 0 |  |  |  |  | 208
BAROMETRIC BYPASS DAMPER ROUND 10 IN DIAM | DAMPBAR10INC | 101 |  | 0 |  |  |  |  | 101
BAROMETRIC BYPASS DAMPER ROUND 12 IN DIAM | DAMPBAR12INC | 106 |  | 0 |  |  |  |  | 106
BAROMETRIC BYPASS DAMPER ROUND 14 IN DIAM | DAMPBAR14INC | 107 |  | 0 |  |  |  |  | 107
BAROMETRIC BYPASS DAMPER ROUND 16 IN DIAM | DAMPBAR16INC | 118 |  | 0 |  |  |  |  | 118
RECT ZONING DAMPER 8X10 | DAMPREC08X10-B | 208 |  | 0 |  |  |  |  | 208
RECT ZONING DAMPER 8X14 | DAMPREC08X14-B | 208 |  | 0 |  |  |  |  | 208
RECT ZONING DAMPER 8X18 | DAMPREC08X18-B | 208 |  | 0 |  |  |  |  | 208
| DAMPREC08X24-B | 208 |  | 0 |  |  |  |  | 208
| DAMPREC10X10-B | 221 |  | 0 |  |  |  |  | 221
| DAMPREC10X14-B | 221 |  | 0 |  |  |  |  | 221
| DAMPREC10X18-B | 221 |  | 0 |  |  |  |  | 221
| DAMPREC10X24-B | 221 |  | 0 |  |  |  |  | 221
ROUND ZONING DAMPER 6 IN DIAMETER | DAMPRND06INC-B | 152 |  | 0 |  |  |  |  | 152
ROUND ZONING DAMPER 8 IN DIAMETER | DAMPRND08INC-B | 152 |  | 0 |  |  |  |  | 152
ROUND ZONING DAMPER 10IN DIAMETER | DAMPRND10INC-B | 152 |  | 0 |  |  |  |  | 152
ROUND ZONING DAMPER 12IN DIAMETER | DAMPRND12INC-B | 152 |  | 0 |  |  |  |  | 152
ROUND ZONING DAMPER 14IN DIAMETER | DAMPRND14INC-B | 152 |  | 0 |  |  |  |  | 152
ROUND ZONING DAMPER 16IN DIAMETER | DAMPRND16INC-B | 152 |  | 0 |  |  |  |  | 152
| DAMPSLB08X10-B | 234 |  | 0 |  |  |  |  | 234
| DAMPSLB08X12-B | 234 |  | 0 |  |  |  |  | 234
SLIP-IN DAMPER BOTTOM MO | DAMPSLB08X14-B | 234 |  | 0 |  |  |  |  | 234
| DAMPSLB08X16-B | 234 |  | 0 |  |  |  |  | 234
| DAMPSLB08X18-B | 234 |  | 0 |  |  |  |  | 234
| DAMPSLB08X20-B | 234 |  | 0 |  |  |  |  | 234
| DAMPSLB08X22-B | 234 |  | 0 |  |  |  |  | 234
| DAMPSLB08X24-B | 234 |  | 0 |  |  |  |  | 234
| DAMPSLB10X10-B | 234 |  | 0 |  |  |  |  | 234
| DAMPSLB10X12-B | 234 |  | 0 |  |  |  |  | 234
SLIP-IN DAMPER BOTTOM MO | DAMPSLB10X14-B | 234 |  | 0 |  |  |  |  | 234
| DAMPSLB10X16-B | 234 |  | 0 |  |  |  |  | 234
| DAMPSLB10X18-B | 234 |  | 0 |  |  |  |  | 234
| DAMPSLB10X20-B | 234 |  | 0 |  |  |  |  | 234
| DAMPSLB10X22-B | 234 |  | 0 |  |  |  |  | 234
| DAMPSLB10X24-B | 234 |  | 0 |  |  |  |  | 234
| DAMPSLB14X20-B | 264 |  | 0 |  |  |  |  | 264
| DAMPSLS08X10-B | 234 |  | 0 |  |  |  |  | 234
SLIP-IN DAMPER SIDE MOUN | DAMPSLS08X12-B | 234 |  | 0 |  |  |  |  | 234
SLIP-IN DAMPER SIDE MOUN | DAMPSLS08X14-B | 234 |  | 0 |  |  |  |  | 234
| DAMPSLS08X16-B | 234 |  | 0 |  |  |  |  | 234
| DAMPSLS08X18-B | 234 |  | 0 |  |  |  |  | 234
| DAMPSLS10X10-B | 234 |  | 0 |  |  |  |  | 234
| DAMPSLS10X12-B | 234 |  | 0 |  |  |  |  | 234
| DAMPSLS10X14-B | 234 |  | 0 |  |  |  |  | 234
| DAMPSLS10X16-B | 234 |  | 0 |  |  |  |  | 234
| DAMPSLS10X18-B | 234 |  | 0 |  |  |  |  | 234
ELEC AIR CLNR 1400CFM NO | EACAAXBB0014 | 413 |  | 0 |  |  |  |  | 413
ELEC AIR CLNR 1400CFM NO | EACAAXCC0014 | 413 |  | 0 |  |  |  |  | 413
ELEC AIR CLNR 2000CFM NO | EACAAXCC0020 | 423 |  | 0 |  |  |  |  | 423
ELEC AIR CLNR 2000CFM W/ | EACABXBB2020 | 471 |  | 0 |  |  |  |  | 471
ELEC AIR CLNR 2000CFM W/ | EACABXCC2020 | 471 |  | 0 |  |  |  |  | 471
ELEC AIR CLNR 1400CFM NO | EACBAXBB0014 | 413 |  | 0 |  |  |  |  | 413
ELEC AIR CLNR 2000CFM NO | EACBAXBB0020 | 423 |  | 0 |  |  |  |  | 423
ELEC AIR CLNR 1400CFM NO | EACBAXCC0014 | 413 |  | 0 |  |  |  |  | 413
ELEC AIR CLNR 2000CFM NO | EACBAXCC0020 | 423 |  | 0 |  |  |  |  | 423
ELEC AIR CLNR 2000CFM AF | EACBBXBB2020 | 471 |  | 0 |  |  |  |  | 471
ELEC AIR CLNR 2000CFM AF | EACBBXCC2020 | 471 |  | 0 |  |  |  |  | 471
ENERGY RECOVERY | ERVBBLHU1150 | 875 |  | 0 |  |  |  |  | 875
ENERGY RECOVERY | ERVBBLHU1200 | 1068 |  | 0 |  |  |  |  | 1068
ENERGY RECOVERY VENTILATOR 150 CFM CAC | ERVCCLHU1150 | 875 |  | 0 |  |  |  |  | 875
ENERGY RECOVERY VENTILATOR 200 CFM CAC | ERVCCLHU1200 | 1068 |  | 0 |  |  |  |  | 1068
EXPANDABLE FILTER MEDIA ONLY | EXPXXFIL0016 | 28 |  | 0 |  |  |  |  | 28
EXPANDABLE FILTER MEDIA ONLY | EXPXXFIL0020 | 28 |  | 0 |  |  |  |  | 28
EXPANDABLE FILTER MEDIA ONLY | EXPXXFIL0024 | 38 |  | 0 |  |  |  |  | 38
EXPNDBLE FLTR MEDIA W/UNIV END PC | EXPXXUNV0016 | 36 |  | 0 |  |  |  |  | 36
EXPNDBLE FLTR MEDIA W/UNIV END PC | EXPXXUNV0020 | 42 |  | 0 |  |  |  |  | 42
EXPNDBLE FLTR MEDIA W/UNIV END PC | EXPXXUNV0024 | 46 |  | 0 |  |  |  |  | 46
EZ FLEX CABINET BRY | EZXCABBB0016 | 139 |  | 0 |  |  |  |  | 139
EZ FLEX CABINET BRY | EZXCABBB0020 | 145 |  | 0 |  |  |  |  | 145
EZ FLEX CABINET BRY | EZXCABBB1016 | 139 |  | 0 |  |  |  |  | 139
EZ FLEX CABINET BRY | EZXCABBB1020 | 145 |  | 0 |  |  |  |  | 145
EZ FLEX CABINET CAC | EZXCABCC0016 | 139 |  | 0 |  |  |  |  | 139
EZ FLEX CABINET CAC | EZXCABCC0020 | 145 |  | 0 |  |  |  |  | 145
EZ FLEX CABINET CAC | EZXCABCC1016 | 139 |  | 0 |  |  |  |  | 139
EZ FLEX CABINET CAC | EZXCABCC1020 | 145 |  | 0 |  |  |  |  | 145
F/C 5 TON | FA4CNB060000 | 718 |  | 0 |  |  |  |  | 718
| FA4CNB060010 | 809 |  | 0 |  |  |  |  | 809
F/C W/DISC 1.5 TON 5KW | FA4CNC018005 | 432 |  | 0 |  |  |  |  | 432
| FA4CNC018008 | 435 |  | 0 |  |  |  |  | 435
F/C W/DISC 2 TON 5KW | FA4CNC024005 | 454 |  | 0 |  |  |  |  | 454
| FA4CNC024008 | 457 |  | 0 |  |  |  |  | 457
| FA4CNC024010 | 462 |  | 0 |  |  |  |  | 462
F/C W/DISC 2.5 TON 5KW | FA4CNC030005 | 502 |  | 0 |  |  |  |  | 502
F/C W/DISC 2.5 TON 7.5KW | FA4CNC030008 | 523 |  | 0 |  |  |  |  | 523
| FA4CNC036005 | 572 |  | 0 |  |  |  |  | 572
F/C W/DISC 3 TON 10KW | FA4CNC036010 | 594 |  | 0 |  |  |  |  | 594
| FA4CNC042008 | 656 |  | 0 |  |  |  |  | 656
F/C W/DISC 3.5 TON 10KW | FA4CNC042010 | 659 |  | 0 |  |  |  |  | 659
F/C W/DISC 4 TON 10KW | FA4CNC048010 | 742 |  | 0 |  |  |  |  | 742
F/C W/DISC 5 TON 10KW | FA4CNC060010 | 842 |  | 0 |  |  |  |  | 842
F/C 1.5 TON | FA4CNF018000 | 356 |  | 0 |  |  |  |  | 356
| FA4CNF018005 | 432 |  | 0 |  |  |  |  | 432
F/C 2 TON | FA4CNF024000 | 378 |  | 0 |  |  |  |  | 378
F/C 2 TON 5KW HTR | FA4CNF024005 | 454 |  | 0 |  |  |  |  | 454
F/C 2.5 TON | FA4CNF030000 | 424 |  | 0 |  |  |  |  | 424
F/C 2.5 TON 5KW HTR | FA4CNF030005 | 502 |  | 0 |  |  |  |  | 502
F/C 3 TON | FA4CNF036000 | 499 |  | 0 |  |  |  |  | 499
F/C 3 TON 5KW HTR | FA4CNF036005 | 572 |  | 0 |  |  |  |  | 572
| FA4CNF036008 | 594 |  | 0 |  |  |  |  | 594
| FA4CNF036010 | 594 |  | 0 |  |  |  |  | 594
F/C 3.5 TON | FA4CNF042000 | 568 |  | 0 |  |  |  |  | 568
| FA4CNF042008 | 656 |  | 0 |  |  |  |  | 656
| FA4CNF042010 | 659 |  | 0 |  |  |  |  | 659
F/C 4 TON | FA4CNF048000 | 649 |  | 0 |  |  |  |  | 649
| FA4CNF048010 | 742 |  | 0 |  |  |  |  | 742
F/C STD 1.5 TON | FC4DNF018000 | 503 |  | 0 |  |  |  |  | 503
F/C STD 2 TON | FC4DNF024000 | 527 |  | 0 |  |  |  |  | 527
F/C STD 2.5 TON | FC4DNF030000 | 576 |  | 0 |  |  |  |  | 576
F/C DELUXE 3 TON | FC4DNF036000 | 656 |  | 0 |  |  |  |  | 656
F/C DELUXE 3.5 TON | FC4DNF042000 | 729 |  | 0 |  |  |  |  | 729
F/C DELUXE 4 TON | FC4DNF048000 | 813 |  | 0 |  |  |  |  | 813
F/C DELUXE 5 TON | FC4DNF060000 | 846 |  | 0 |  |  |  |  | 846
F/C VS PURON W/SMART DIAG CAPABILITY | FE4ANB006000 | 1461 |  | 0 |  |  |  |  | 1461
F/C VS PURON W/SMART DIAG CAPABILITY | FE4ANF002000 | 1124 |  | 0 |  |  |  |  | 1124
F/C VS PURON W/SMART DIAG CAPABILITY | FE4ANF003000 | 1189 |  | 0 |  |  |  |  | 1189
F/C VS PURON W/SMART DIAG CAPABILITY | FE4ANF005000 | 1382 |  | 0 |  |  |  |  | 1382
Fan Coil | FE5ANB004000 | 1519 |  | 0 |  |  |  |  | 1519
Fan Coil | FF1ENE018000 | 400 |  | 0 |  |  |  |  | 400
Fan Coil | FF1ENE018005 | 472 |  | 0 |  |  |  |  | 472
Fan Coil | FF1ENE018011 | 493 |  | 0 |  |  |  |  | 493
Fan Coil | FF1ENE018075 | 338 |  | 0 |  |  |  |  | 338
Fan Coil | FF1ENE024000 | 400 |  | 0 |  |  |  |  | 400
F/C W/DISC TTW 2 TON 5KW | FF1ENE024005 | 483 |  | 0 |  |  |  |  | 483
Fan Coil | FF1ENE024011 | 500 |  | 0 |  |  |  |  | 500
Fan Coil | FF1ENE024075 | 500 |  | 0 |  |  |  |  | 500
Fan Coil | FF1ENE030000 | 441 |  | 0 |  |  |  |  | 441
Fan Coil | FF1ENE030005 | 540 |  | 0 |  |  |  |  | 540
Fan Coil | FF1ENE030011 | 558 |  | 0 |  |  |  |  | 558
Fan Coil | FF1ENE030075 | 558 |  | 0 |  |  |  |  | 558
Fan Coil | FF1ENE036000 | 485 |  | 0 |  |  |  |  | 485
Fan Coil | FF1ENE036005 | 593 |  | 0 |  |  |  |  | 593
Fan Coil | FF1ENE036011 | 614 |  | 0 |  |  |  |  | 614
Fan Coil | FF1ENE036075 | 614 |  | 0 |  |  |  |  | 614
Fan Coil | FF1ENP018000 | 407 |  | 0 |  |  |  |  | 407
Fan Coil | FF1ENP018005 | 480 |  | 0 |  |  |  |  | 480
Fan Coil | FF1ENP018011 | 502 |  | 0 |  |  |  |  | 502
Fan Coil | FF1ENP018075 | 502 |  | 0 |  |  |  |  | 502
Fan Coil | FF1ENP024000 | 439 |  | 0 |  |  |  |  | 439
F/C W/DISC TTW 2 TON 5KW | FF1ENP024005 | 493 |  | 0 |  |  |  |  | 493
Fan Coil | FF1ENP024011 | 510 |  | 0 |  |  |  |  | 510
Fan Coil | FF1ENP024075 | 510 |  | 0 |  |  |  |  | 510
Fan Coil | FF1ENP030000 | 451 |  | 0 |  |  |  |  | 451
Fan Coil | FF1ENP030005 | 550 |  | 0 |  |  |  |  | 550
F/C W/DISC TTW 2.5 TON 1 | FF1ENP030011 | 568 |  | 0 |  |  |  |  | 568
Fan Coil | FF1ENP030075 | 568 |  | 0 |  |  |  |  | 568
Fan Coil | FF1ENP036000 | 495 |  | 0 |  |  |  |  | 495
Fan Coil | FF1ENP036005 | 606 |  | 0 |  |  |  |  | 606
Fan Coil | FF1ENP036011 | 627 |  | 0 |  |  |  |  | 627
Fan Coil | FF1ENP036075 | 627 |  | 0 |  |  |  |  | 627
BRY CARTRIDGE FILTER 16 IN MERV8 | FILBBCAR0016 | 40 |  | 0 |  |  |  |  | 40
BRY CARTRIDGE FILTER 20 IN MERV8 | FILBBCAR0020 | 44 |  | 0 |  |  |  |  | 44
BRY CARTRIDGE FILTER 24 IN MERV8 | FILBBCAR0024 | 47 |  | 0 |  |  |  |  | 47
| FILBBFNC0014 | 17 |  | 0 |  |  |  |  | 17
BRY FILTER FAN COIL REPL | FILBBFNC0017 | 17 |  | 0 |  |  |  |  | 17
BRY FILTER FAN COIL REPL | FILBBFNC0021 | 19 |  | 0 |  |  |  |  | 19
BRY FILTER FAN COIL REPL | FILBBFNC0024 | 21 |  | 0 |  |  |  |  | 21
| FILBBFTC0020 | 43 |  | 0 |  |  |  |  | 43
| FILBBFTC0024 | 47 |  | 0 |  |  |  |  | 47
MEDIA FILTER CABINET 16IN BRY UNASSEMBLED | FILCABBB0016 | 46 |  | 0 |  |  |  |  | 46
MEDIA FILTER CABINET 20 IN BRY UNASSEMBLED | FILCABBB0020 | 51 |  | 0 |  |  |  |  | 51
MEDIA FILTER CABINET 24 IN BRY UNASSEMBLED | FILCABBB0024 | 59 |  | 0 |  |  |  |  | 59
MEDIA FILTER CABINET 16 IN CAC UNASSEMBLED | FILCABCC0016 | 46 |  | 0 |  |  |  |  | 46
MEDIA FILTER CABINET 20 IN CAC UNASSEMBLED | FILCABCC0020 | 51 |  | 0 |  |  |  |  | 51
MEDIA FILTER CABINET 24 IN CAC UNASSEMBLED | FILCABCC0024 | 59 |  | 0 |  |  |  |  | 59
CAC CARTRIDGE FILTER 16 IN MERV8 | FILCCCAR0016 | 20 |  | 0 |  |  |  |  | 20
CAC CARTRIDGE FILTER 20 IN MERV8 | FILCCCAR0020 | 22 |  | 0 |  |  |  |  | 22
CAC CARTRIDGE FILTER 24 IN MERV8 | FILCCCAR0024 | 23 |  | 0 |  |  |  |  | 23
CAC FILTER FAN COIL REPL | FILCCFNC0014 | 17 |  | 0 |  |  |  |  | 17
CAC FILTER FAN COIL REPL | FILCCFNC0017 | 17 |  | 0 |  |  |  |  | 17
CAC FILTER FAN COIL REPL | FILCCFNC0021 | 19 |  | 0 |  |  |  |  | 19
CAC FILTER FAN COIL REPL | FILCCFNC0024 | 21 |  | 0 |  |  |  |  | 21
| FILCCFTC0016 | 39 |  | 0 |  |  |  |  | 39
| FILCCFTC0020 | 45 |  | 0 |  |  |  |  | 45
| FILCCFTC0024 | 49 |  | 0 |  |  |  |  | 49
F/C PREMIUM VAR SPD | FK4DNB006000 | 1141 |  | 0 |  |  |  |  | 1141
F/C PREMIUM VAR SPD | FK4DNF001000 | 817 |  | 0 |  |  |  |  | 817
F/C PREMIUM VAR SPD | FK4DNF002000 | 842 |  | 0 |  |  |  |  | 842
F/C PREMIUM VAR SPD | FK4DNF003000 | 900 |  | 0 |  |  |  |  | 900
F/C PREMIUM VAR SPD | FK4DNF005000 | 1070 |  | 0 |  |  |  |  | 1070
BRY FAN COIL 4 FLT CAB | FNCCABBB0014 | 122 |  | 0 |  |  |  |  | 122
BRY FAN COIL 4 FLT CAB | FNCCABBB0017 | 129 |  | 0 |  |  |  |  | 129
BRY FAN COIL 4 FLT CAB | FNCCABBB0021 | 133 |  | 0 |  |  |  |  | 133
BRY FAN COIL 4 FLT CAB | FNCCABBB0024 | 141 |  | 0 |  |  |  |  | 141
CAC FAN COIL 4 FLT CAB | FNCCABCC0014 | 122 |  | 0 |  |  |  |  | 122
CAC FAN COIL 4 FLT CAB | FNCCABCC0017 | 129 |  | 0 |  |  |  |  | 129
CAC FAN COIL 4 FLT CAB | FNCCABCC0021 | 133 |  | 0 |  |  |  |  | 133
CAC FAN COIL 4 FLT CAB | FNCCABCC0024 | 141 |  | 0 |  |  |  |  | 141
F/C R-410 VAR SPD MODULA | FV4BNB006000 | 1158 |  | 0 |  |  |  |  | 1158
F/C R-410 VAR SPD | FV4BNF002000 | 835 |  | 0 |  |  |  |  | 835
F/C R-410 VAR SPD | FV4BNF003000 | 916 |  | 0 |  |  |  |  | 916
F/C R-410 VAR SPD | FV4BNF005000 | 1087 |  | 0 |  |  |  |  | 1087
F/C R-410 DELUXE 1-1/2 T | FX4CNF018000 | 577 |  | 0 |  |  |  |  | 577
F/C R-410 DELUXE 2 TON | FX4CNF024000 | 603 |  | 0 |  |  |  |  | 603
F/C R-410 DELUXE 2-1/2 T | FX4CNF030000 | 646 |  | 0 |  |  |  |  | 646
F/C R-410 DELUXE 3 TON | FX4CNF036000 | 721 |  | 0 |  |  |  |  | 721
F/C R-410 DELUXE 3-1/2 T | FX4CNF042000 | 792 |  | 0 |  |  |  |  | 792
F/C R-410 DELUXE 4 TON | FX4CNF048000 | 836 |  | 0 |  |  |  |  | 836
F/C R-410 DELUXE | FX4CNF060000 | 853 |  | 0 |  |  |  |  | 853
F/C PURON 5 TON | FY4ANB060000 | 753 |  | 0 |  |  |  |  | 753
F/C PURON 1.5 TON | FY4ANF018000 | 363 |  | 0 |  |  |  |  | 363
F/C PURON 2 TON | FY4ANF024000 | 387 |  | 0 |  |  |  |  | 387
F/C PURON 2.5 TON | FY4ANF030000 | 432 |  | 0 |  |  |  |  | 432
F/C PURON 3 TON | FY4ANF036000 | 509 |  | 0 |  |  |  |  | 509
F/C PURON 3.5 TON | FY4ANF042000 | 579 |  | 0 |  |  |  |  | 579
F/C PURON 4 TON | FY4ANF048000 | 661 |  | 0 |  |  |  |  | 661
| GAPAAXBB1625 | 683 |  | 0 |  |  |  |  | 683
| GAPAAXBB2025 | 696 |  | 0 |  |  |  |  | 696
| GAPAAXCC1625 | 683 |  | 0 |  |  |  |  | 683
| GAPAAXCC2025 | 696 |  | 0 |  |  |  |  | 696
Air Purifier Repl Filter | GAPBBCAR1625 | 683 |  | 0 |  |  |  |  | 683
Air Purifier Repl Filter | GAPBBCAR2025 | 696 |  | 0 |  |  |  |  | 696
Air Purifier Repl Filter | GAPCCCAR1625 | 63 |  | 0 |  |  |  |  | 63
Air Purifier Repl Filter | GAPCCCAR2025 | 68 |  | 0 |  |  |  |  | 68
TRANSFORMER 60VA 115 /208/230 P 24 S | HT01AW229 | 43 |  | 0 |  |  |  |  | 43
COASTAL | KAACF0701SML | 38 |  | 0 |  |  |  |  | 38
COASTAL | KAACF0801MED | 29 |  | 0 |  |  |  |  | 29
COASTAL FILTER LONG-LIFE LGE BAS | KAACF0901LRG | 34 |  | 0 |  |  |  |  | 34
COASTAL FILTER LONG-LIFE MED BAS | KAACF1001MED | 28 |  | 0 |  |  |  |  | 28
COASTAL FILTER LONG-LIFE LARGE C | KAACF1101LRG | 34 |  | 0 |  |  |  |  | 34
REPLACEMENT FILTER 012 SIZE | KEAFL0106012 | 21 |  | 0 |  |  |  |  | 21
240V CONVERSION KIT FOR | KEAVC0201240 | 30 |  | 0 |  |  |  |  | 30
AIR FLOW SENSOR FOR EACA | KEBAC0101AAA | 59 |  | 0 |  |  |  |  | 59
| KFADK0101DSC | 49 |  | 0 |  |  |  |  | 49
DISCONNECT KIT | KFADK0201DSC | 49 |  | 0 |  |  |  |  | 49
F/C FILTER (FA/FB/FC 018 & 024) | KFAFK0112SML | 5 |  | 0 |  |  |  |  | 5
F/C FILTER (FA/FB/FC 030 & 036) | KFAFK0212MED | 5 |  | 0 |  |  |  |  | 5
F/C FLTR (FA/B/C 42 48 60&FK4 3&5) | KFAFK0312LRG | 5 |  | 0 |  |  |  |  | 5
F/C FILTER (FB/FC 070 & FK4 006) | KFAFK0412XXL | 5 |  | 0 |  |  |  |  | 5
PWR PLG NO HEAT FA/FB/FG/FH/F | KFAPP0125PLG | 2 |  | 0 |  |  |  |  | 2
SINGLE POINT WIRING KIT | KFASP0101SPK | 14 |  | 0 |  |  |  |  | 14
LOUVERED WALL PANEL | KFBLG0101LGL | 46 |  | 0 |  |  |  |  | 46
LOUVERED WALL PANEL | KFBLG0106LGL | 248 |  | 0 |  |  |  |  | 248
SMART HEAT W/RELAY(FA FB FC FH | KFCEH0101H10 | 242 |  | 0 |  |  |  |  | 242
SMART HEAT W/RELAY(FA FB FC FH | KFCEH0201H15 | 310 |  | 0 |  |  |  |  | 310
3KW ELECT HTR NON-FUSED 1-PH | KFCEH0401N03 | 39 |  | 0 |  |  |  |  | 39
5KW,ELECT HTR,NON-FUSED,1-PH | KFCEH0501N05 | 46 |  | 0 |  |  |  |  | 46
5KW ELECT HTR W/CIRC | KFCEH0601C05 | 80 |  | 0 |  |  |  |  | 80
8KW,ELECT HTR,NON-FUSED,1-PH | KFCEH0801N08 | 53 |  | 0 |  |  |  |  | 53
10KW ELECT HTR NON-FUSED 1-PH | KFCEH0901N10 | 60 |  | 0 |  |  |  |  | 60
8KW ELECT HTR W/CIRC | KFCEH1001C08 | 86 |  | 0 |  |  |  |  | 86
10KW ELECT HTR W/CIRC | KFCEH1101C10 | 91 |  | 0 |  |  |  |  | 91
9KW,ELECT HTR,NON-FUSED,STAGEABLE | KFCEH1401N09 | 80 |  | 0 |  |  |  |  | 80
15KW,ELECT HTR,FUSED,STAGEABLE,1-PH | KFCEH1501F15 | 100 |  | 0 |  |  |  |  | 100
15KW,ELECT 3PH HTR,NON-FUSED,STAGEABLE, | KFCEH1601315 | 118 |  | 0 |  |  |  |  | 118
15KW ELECT | KFCEH1701C15 | 140 |  | 0 |  |  |  |  | 140
18KW ELECT HTR NON-FUSED 3-PH | KFCEH2001318 | 193 |  | 0 |  |  |  |  | 193
5KW ELECT HTR W/CIRC BRKR 1-PH WIND | KFCEH2401C05 | 80 |  | 0 |  |  |  |  | 80
8KW ELECT HTR W/CIRC BRKR 1-PH WIND | KFCEH2501C08 | 86 |  | 0 |  |  |  |  | 86
10KW ELECT HTR W/CIRC BRKR 1-PH WIND | KFCEH2601C10 | 89 |  | 0 |  |  |  |  | 89
15KW ELECT HTR STGABL W/ CIRC BRKR 1-PH | KFCEH2701C15 | 140 |  | 0 |  |  |  |  | 140
9KW ELECT HTR NON-FUSED | KFCEH2901N09 | 80 |  | 0 |  |  |  |  | 80
15KW ELECT HTR FUSED STA | KFCEH3001F15 | 100 |  | 0 |  |  |  |  | 100
15KW ELECT HTR STGABL W/ | KFCEH3101C15 | 140 |  | 0 |  |  |  |  | 140
20KW ELECT HTR FUSED STA | KFCEH3201F20 | 217 |  | 0 |  |  |  |  | 217
| KFCEH3301C20 | 256 |  | 0 |  |  |  |  | 256
EXT FIL RACK 1 ADJ 14T | KGAFR0306ALL | 17 |  | 0 |  |  |  |  | 17
14 FILTER RACK - BOTTOM | KGAFR0401B14 | 19 |  | 0 |  |  |  |  | 19
17 FILTER RACK - BOTTOM | KGAFR0501B17 | 19 |  | 0 |  |  |  |  | 19
21 FILTER RACK - BOTTOM | KGAFR0601B21 | 19 |  | 0 |  |  |  |  | 19
24 FILTER RACK - BOTTOM | KGAFR0701B24 | 19 |  | 0 |  |  |  |  | 19
| KGAMS0101L15 | 75 |  | 0 |  |  |  |  | 75
1-PK/MAINT KIT FOR ASPAS | KGAMS0201L25 | 75 |  | 0 |  |  |  |  | 75
1-PK/MAINT KIT FOR ASPAS | KGAMS0301L40 | 82 |  | 0 |  |  |  |  | 82
| KGAMS0405A07 | 35 |  | 0 |  |  |  |  | 35
| KGAMS0510A15 | 41 |  | 0 |  |  |  |  | 41
N/P GAS CONV KIT - ALL | KGANP2901ALL | 43 |  | 0 |  |  |  |  | 43
N/P GAS CONVERSION KIT | KGANP3001ALL | 43 |  | 0 |  |  |  |  | 43
| KGATB0101A40 | 59 |  | 0 |  |  |  |  | 59
45AMP CIRCUIT BRKER KIT | KGATB0201A50 | 59 |  | 0 |  |  |  |  | 59
ASP GEN. 100 AMP TRANS S | KGATD0101100 | 393 |  | 0 |  |  |  |  | 393
ASP GEN. 200 AMP TRANS S | KGATD0201200 | 897 |  | 0 |  |  |  |  | 897
ASP GEN. 200 AMP TRANS S | KGATX0101200 | 663 |  | 0 |  |  |  |  | 663
HP RPB TXV | KHATX0601RPB | 66 |  | 0 |  |  |  |  | 66
HP RPB TXV | KHATX0701RPB | 66 |  | 0 |  |  |  |  | 66
| KLACN0101BLC | 134 |  | 0 |  |  |  |  | 134
PURON BAL PORT HARD SHUT | KSATX0201PUR | 69 |  | 0 |  |  |  |  | 69
PURON BAL PORT HARD SHUT | KSATX0501PUR | 54 |  | 0 |  |  |  |  | 54
BALANCED PORT TXV | KSATX0601HSO | 63 |  | 0 |  |  |  |  | 63
BALANCED PORT TXV | KSATX0701HSO | 63 |  | 0 |  |  |  |  | 63
FURNACE INTERLOC RELAY | KVAAC0101FIR | 39 |  | 0 |  |  |  |  | 39
INTAKE HOOD (FOR HRV) | KVAAC0101HOD | 22 |  | 0 |  |  |  |  | 22
BALANCING KIT (FOR HRV) | KVAAC0101KIT | 539 |  | 0 |  |  |  |  | 539
FILTER 150 CFM (FOR | KVAFK0101150 | 15 |  | 0 |  |  |  |  | 15
FILTER 200 CFM (FOR | KVAFK0201200 | 19 |  | 0 |  |  |  |  | 19
60-MIN TIMER KIT HRV 1-PK | KVATM010160M | 63 |  | 0 |  |  |  |  | 63
| MPKAXXBB0020 | 44 |  | 0 |  |  |  |  | 44
| MPKAXXCC0016 | 42 |  | 0 |  |  |  |  | 42
MEDIA FILTER CABINET 20" | MPKAXXCC0020 | 44 |  | 0 |  |  |  |  | 44
| MPKAXXCC0024 | 46 |  | 0 |  |  |  |  | 46
TRUE HEPA FILTER | P102-0840 | 229 |  | 0 |  |  |  |  | 229
| P102-0855 | 27 |  | 0 |  |  |  |  | 27
1 IN CARBON PREFILTER (HEPA) | P102-1919-1 | 40 |  | 0 |  |  |  |  | 40
2 IN CARBON VOC AFTER FILTER | P102-1919-2 | 48 |  | 0 |  |  |  |  | 48
CARBON/POTASSIUM PERM | P102-1919-2A | 108 |  | 0 |  |  |  |  | 108
6 IN HEPA FILTER | P102-1919-6 | 302 |  | 0 |  |  |  |  | 302
| P102-450 | 643 |  | 0 |  |  |  |  | 643
HEPA BYPASS AIR CLEANER | P102-550 | 1239 |  | 0 |  |  |  |  | 1239
TRANS 40VA 120/208/ 240 PRI 24SE | P201-3401 | 8 |  | 0 |  |  |  |  | 8
TRANSFORMER 75VA 24V SEC W/ MANUAL RESET | P201-4701 | 43 |  | 0 |  |  |  |  | 43
| PA13NR018000 | 519 |  | 0 |  |  |  |  | 519
| PA13NR024000 | 539 |  | 0 |  |  |  |  | 539
| PA13NR030000 | 599 |  | 0 |  |  |  |  | 599
| PA13NR036000 | 649 |  | 0 |  |  |  |  | 649
| PA13NR042000 | 689 |  | 0 |  |  |  |  | 689
| PA13NR048000 | 809 |  | 0 |  |  |  |  | 809
| PA13NR060000 | 849 |  | 0 |  |  |  |  | 849
13 Seer R-22 Packaged AC | PA3ZNA024000 | 1179 |  | 0 |  |  |  |  | 1179
13 Seer R-22 Packaged AC | PA3ZNA030000 | 1249 |  | 0 |  |  |  |  | 1249
13 Seer R-22 Packaged AC | PA3ZNA036000 | 1319 |  | 0 |  |  |  |  | 1319
13 Seer R-22 Packaged AC | PA3ZNA042000 | 1519 |  | 0 |  |  |  |  | 1519
13 Seer R-22 Packaged AC | PA3ZNA048000 | 1709 |  | 0 |  |  |  |  | 1709
13 Seer R-22 Packaged AC | PA3ZNA060000 | 1909 |  | 0 |  |  |  |  | 1909
F/C STD 1-1/2 TON PAYNE | PF1MNC018000 | 309 |  | 0 |  |  |  |  | 309
| PF1MNC019000 | 329 |  | 0 |  |  |  |  | 329
F/C STD 2 TON PAYNE | PF1MNC024000 | 339 |  | 0 |  |  |  |  | 339
| PF1MNC025000 | 359 |  | 0 |  |  |  |  | 359
F/C STD 2-1/2 TON PAYNE | PF1MNC030000 | 379 |  | 0 |  |  |  |  | 379
| PF1MNC031000 | 399 |  | 0 |  |  |  |  | 399
F/C STD 3 TON PAYNE | PF1MNC036000 | 449 |  | 0 |  |  |  |  | 449
| PF1MNC037000 | 469 |  | 0 |  |  |  |  | 469
F/C STD 3-1/2 TON PAYNE | PF1MNC042000 | 509 |  | 0 |  |  |  |  | 509
R22 Fan Coil | PF1MNC043000 | 599 |  | 0 |  |  |  |  | 599
F/C STD 4 TON PAYNE | PF1MNC048000 | 579 |  | 0 |  |  |  |  | 579
R22 Fan Coil | PF1MNC049000 | 669 |  | 0 |  |  |  |  | 669
F/C STD 5 TON PAYNE | PF1MNC060000 | 659 |  | 0 |  |  |  |  | 659
| PF1MNC061000 | 749 |  | 0 |  |  |  |  | 749
4-WAY MULTIPOISE 80% AFU | PG8MAA024045 | 451 |  | 0 |  |  |  |  | 451
4-WAY MULTIPOISE 80% AFU | PG8MAA024070 | 466 |  | 0 |  |  |  |  | 466
4-WAY MULTIPOISE 80% AFU | PG8MAA036045 | 458 |  | 0 |  |  |  |  | 458
4-WAY MULTIPOISE 80% AFU | PG8MAA036070 | 484 |  | 0 |  |  |  |  | 484
4-WAY MULTIPOISE 80% AFU | PG8MAA036110 | 545 |  | 0 |  |  |  |  | 545
4-WAY MULTIPOISE 80% AFU | PG8MAA042090 | 509 |  | 0 |  |  |  |  | 509
4-WAY MULTIPOISE 80% AFU | PG8MAA048090 | 590 |  | 0 |  |  |  |  | 590
4-WAY MULTIPOISE 80% AFU | PG8MAA066110 | 605 |  | 0 |  |  |  |  | 605
4-WAY MUTLIPOISE 80% AFU | PG8MAA066135 | 610 |  | 0 |  |  |  |  | 610
| PH13NR018000 | 709 |  | 0 |  |  |  |  | 709
| PH13NR024000 | 729 |  | 0 |  |  |  |  | 729
| PH13NR030000 | 769 |  | 0 |  |  |  |  | 769
13S HP R22 208/230-1 | PH13NR036000 | 789 |  | 0 |  |  |  |  | 789
| PH13NR042000 | 859 |  | 0 |  |  |  |  | 859
13S HP R22 208/230-1 | PH13NR048000 | 909 |  | 0 |  |  |  |  | 909
| PH13NR060000 | 999 |  | 0 |  |  |  |  | 999
13 Seer R-22 Packaged HP | PH3ZNA024000 | 1389 |  | 0 |  |  |  |  | 1389
13 Seer R-22 Packaged HP | PH3ZNA030000 | 1509 |  | 0 |  |  |  |  | 1509
PHP R-22 13S 3T 208/230 | PH3ZNA036000 | 1649 |  | 0 |  |  |  |  | 1649
13 Seer R-22 Packaged HP | PH3ZNA042000 | 1799 |  | 0 |  |  |  |  | 1799
PHP R-22 13S 4T 208/230 | PH3ZNA048000 | 1939 |  | 0 |  |  |  |  | 1939
13 Seer R-22 Packaged HP | PH3ZNA060000 | 2099 |  | 0 |  |  |  |  | 2099
EVOLUTION DAMPER CONTROL MODULE | SYSTXBB4ZC01 | 365 |  | 0 |  |  |  |  | 365
EVOLUTION NETWORK INTERFACE MODULE | SYSTXBBNIM01 | 152 |  | 0 |  |  |  |  | 152
EVOLUTION REMOTE ROOM SENSOR | SYSTXBBRRS01 | 38 |  | 0 |  |  |  |  | 38
| SYSTXBBSAM01 | 579 |  | 0 |  |  |  |  | 579
EVOLUTION SMART SENSOR | SYSTXBBSMS01 | 103 |  | 0 |  |  |  |  | 103
EVOLUTION CONTROL | SYSTXBBUID01-A | 240 |  | 0 |  |  |  |  | 240
EVOLUTION ZONE CONTROL | SYSTXBBUIZ01 | 316 |  | 0 |  |  |  |  | 316
INFINITY DAMPER CONTROL MODULE | SYSTXCC4ZC01 | 365 |  | 0 |  |  |  |  | 365
INFINITY NETWORK INTERFACE MODULE | SYSTXCCNIM01 | 152 |  | 0 |  |  |  |  | 152
INFINITY REMOTE ROOM SENSOR | SYSTXCCRRS01 | 38 |  | 0 |  |  |  |  | 38
| SYSTXCCSAM01 | 579 |  | 0 |  |  |  |  | 579
INFINITY SMART SENSOR | SYSTXCCSMS01 | 103 |  | 0 |  |  |  |  | 103
INFINITY CONTROL | SYSTXCCUID01-A | 240 |  | 0 |  |  |  |  | 240
INFINITY ZONE CONTROL | SYSTXCCUIZ01 | 316 |  | 0 |  |  |  |  | 316
| SYSTXCCUIZ01-A | 316 |  | 0 |  |  |  |  | 316
GREEN INDOOR UNIT PLUG | SYSTXGRPLG10 | 22 |  | 0 |  |  |  |  | 22
LARGE DECORATIVE BACK PLATE | SYSTXX0LBP01 | 9 |  | 0 |  |  |  |  | 9
THERMOSTAT | TSTATBBBAC01-B | 28 |  | 0 |  |  |  |  | 28
THERMOSTAT | TSTATBBBHP01-B | 40 |  | 0 |  |  |  |  | 40
TSTAT NON-PROG 3 STAGE H | TSTATBBN2S01-C | 91 |  | 0 |  |  |  |  | 91
TSTAT NON-PROG SINGLE ST | TSTATBBNAC01-C | 48 |  | 0 |  |  |  |  | 48
TSTAT NON-PROG AC/HP AUTO | TSTATBBNB001 | 44 |  | 0 |  |  |  |  | 44
TSTAT NON-PROG HP 2 STAG | TSTATBBNHP01-C | 63 |  | 0 |  |  |  |  | 63
BRYANT NON PROG BATTERY STAT | TSTATBBNQ001 | 28 |  | 0 |  |  |  |  | 28
BYRANT PROGRAMMABLE 2S | TSTATBBP2S01-B | 123 |  | 0 |  |  |  |  | 123
| TSTATBBP2W01 | 110 |  | 0 |  |  |  |  | 110
BYRANT PROGRAMMABLE A/C | TSTATBBPAC01-B | 107 |  | 0 |  |  |  |  | 107
TSTAT 5-DAY/2-DAY PROG AC/HP AUTO | TSTATBBPB501 | 49 |  | 0 |  |  |  |  | 49
BRYANT DUAL FUEL | TSTATBBPDF01-B | 159 |  | 0 |  |  |  |  | 159
TSTAT FLUSHMNT 1-DAY | TSTATBBPF101 | 66 |  | 0 |  |  |  |  | 66
TSTAT FLUSHMNT 7-DAY | TSTATBBPF701 | 113 |  | 0 |  |  |  |  | 113
BRYANT PROGRAMMABLE HP | TSTATBBPHP01-B | 117 |  | 0 |  |  |  |  | 117
BRYANT 5+2 PROG BATTERY STAT | TSTATBBPQ501 | 41 |  | 0 |  |  |  |  | 41
TSTAT WIRELESS 7-DAY PROG AC/HP AUTO | TSTATBBPRF01 | 112 |  | 0 |  |  |  |  | 112
BRYANT THERMIDISTAT | TSTATBBPRH01-B | 192 |  | 0 |  |  |  |  | 192
TSTAT SLIMLINE 1-DAY PROG AC/HP AUTO | TSTATBBPS101 | 59 |  | 0 |  |  |  |  | 59
TSTAT SLIMLINE 7-DAY PROG AC/HP AUTO | TSTATBBPS701 | 95 |  | 0 |  |  |  |  | 95
TSTAT WIRELESS RECEIVER | TSTATBBREC01 | 106 |  | 0 |  |  |  |  | 106
THERMOSTAT 5+2 | TSTATBBSAC01 | 64 |  | 0 |  |  |  |  | 64
THERMOSTAT 5+2 | TSTATBBSHP01 | 51 |  | 0 |  |  |  |  | 51
THERMOSTAT | TSTATCCBAC01-B | 28 |  | 0 |  |  |  |  | 28
THERMOSTAT | TSTATCCBHP01-B | 40 |  | 0 |  |  |  |  | 40
TSTAT NON-PROG 3 STAGE H | TSTATCCN2S01-C | 91 |  | 0 |  |  |  |  | 91
TSTAT NON-PROG AC SINGLE | TSTATCCNAC01-C | 48 |  | 0 |  |  |  |  | 48
TSTAT NON-PROG AC/HP AUTO | TSTATCCNB001 | 44 |  | 0 |  |  |  |  | 44
TSTAT NON-PROG HP 2 STAG | TSTATCCNHP01-C | 63 |  | 0 |  |  |  |  | 63
CARRIER NON PROG BATTERY STAT | TSTATCCNQ001 | 28 |  | 0 |  |  |  |  | 28
CARRIER PROGRAMMABLE 2S | TSTATCCP2S01-B | 123 |  | 0 |  |  |  |  | 123
| TSTATCCP2W01 | 120 |  | 0 |  |  |  |  | 120
CARRIER PROGRAMMABLE A/C | TSTATCCPAC01-B | 107 |  | 0 |  |  |  |  | 107
TSTAT 5-DAY/2-DAY PROG AC/HP AUTO | TSTATCCPB501 | 49 |  | 0 |  |  |  |  | 49
CARRIER DUAL FUEL | TSTATCCPDF01-B | 164 |  | 0 |  |  |  |  | 164
TSTAT FLUSHMNT 1-DAY PROG AC/HP AUTO | TSTATCCPF101 | 66 |  | 0 |  |  |  |  | 66
TSTAT FLUSHMNT 7-DAY PROG AC/HP AUTO | TSTATCCPF701 | 113 |  | 0 |  |  |  |  | 113
CARRIER PROGRAMMABLE HP | TSTATCCPHP01-B | 117 |  | 0 |  |  |  |  | 117
TSTAT L/C PROG/NON-PROG THERMIDISTAT CNL | TSTATCCPLH01-B | 379 |  | 0 |  |  |  |  | 379
TSTAT WIRELESS 7-DAY PROG AC/HP AUTO | TSTATCCPRF01 | 106 |  | 0 |  |  |  |  | 106
CARRIER THERMIDISTAT | TSTATCCPRH01-B | 194 |  | 0 |  |  |  |  | 194
TSTAT SLIMLINE 1-DAY PROG AC/HP AUTO | TSTATCCPS101 | 59 |  | 0 |  |  |  |  | 59
TSTAT SLIMLINE 7-DAY PROG AC/HP AUTO | TSTATCCPS701 | 95 |  | 0 |  |  |  |  | 95
TSTAT WIRELESS RECEIVER | TSTATCCREC01 | 98 |  | 0 |  |  |  |  | 98
THERMOSTAT 5+2 | TSTATCCSAC01 | 64 |  | 0 |  |  |  |  | 64
THERMOSTAT 5+2 | TSTATCCSHP01 | 51 |  | 0 |  |  |  |  | 51
BACKPLATE BUILDERS TSTAT ALL BRANDS | TSTATXXBBP01 | 5 |  | 0 |  |  |  |  | 5
| TSTATXXNBP01-C | 15 |  | 0 |  |  |  |  | 15
BACKPLATE PROGR TSTAT ALL BRANDS | TSTATXXPBP01 | 16 |  | 0 |  |  |  |  | 16
OUTDOOR TEMP SENSOR | TSTATXXSEN01-B | 14 |  | 0 |  |  |  |  | 14
BRY UV LIGHT 1 LAMP | UVLBB1LP1020 | 176 |  | 0 |  |  |  |  | 176
1 BULB UV LIGHT 208/230V BRYANT | UVLBB1LP3020 | 183 |  | 0 |  |  |  |  | 183
BRY UV LIGHT 2 LAMP | UVLBB2LP1020 | 351 |  | 0 |  |  |  |  | 351
2 BULB UV LIGHT 208/230V BRYANT | UVLBB2LP3020 | 364 |  | 0 |  |  |  |  | 364
CAC UV LIGHT 1 LAMP | UVLCC1LP1020 | 181 |  | 0 |  |  |  |  | 181
1 BULB UV LIGHT 208/230V CARRIER | UVLCC1LP3020 | 183 |  | 0 |  |  |  |  | 183
CAC UV LIGHT 2 LAMP | UVLCC2LP1020 | 362 |  | 0 |  |  |  |  | 362
2 BULB UV LIGHT 208/230V CARRIER | UVLCC2LP3020 | 364 |  | 0 |  |  |  |  | 364
REPLACEMENT UV LAMP | UVLXXRPL1020 | 87 |  | 0 |  |  |  |  | 87
REPLACEMENT UV LAMP 208/230V UNIVERSAL | UVLXXRPL3020 | 120 |  | 0 |  |  |  |  | 120
ZP+ REMOTE ROOM | ZONEBB0RRS01 | 48 |  | 0 |  |  |  |  | 48
ZP+ SMART SENSOR BRYANT | ZONEBB0SMS01 | 134 |  | 0 |  |  |  |  | 134
ZP+ USER INTERFACE BRYANT | ZONEBB0USI01-B | 416 |  | 0 |  |  |  |  | 416
ZP+ 2-ZONE EQUIP CONT BRYANT | ZONEBB2EQC01 | 269 |  | 0 |  |  |  |  | 269
ZP+ 2-ZONE KIT BRYANT | ZONEBB2KIT01-B | 545 |  | 0 |  |  |  |  | 545
BRY 3-ZONE AC EQUIP CONT | ZONEBB3ZAC01 | 221 |  | 0 |  |  |  |  | 221
BRY 3-ZONE HP EQUIP CONT | ZONEBB3ZHP01 | 221 |  | 0 |  |  |  |  | 221
ZP+ 4-ZONE EQUIP CONTROLLER BRYANT | ZONEBB4EQC01 | 416 |  | 0 |  |  |  |  | 416
ZP+ 4-ZONE KIT BRYANT | ZONEBB4KIT01-B | 735 |  | 0 |  |  |  |  | 735
ZP+ 8-ZONE EQUIP | ZONEBB8EQC01 | 538 |  | 0 |  |  |  |  | 538
ZP+ 8-ZONE KIT BRYANT | ZONEBB8KIT01-B | 1005 |  | 0 |  |  |  |  | 1005
CZ II REMOTE ROOM SENSOR | ZONECC0RRS01 | 48 |  | 0 |  |  |  |  | 48
CZ II SMART SENSOR | ZONECC0SMS01 | 134 |  | 0 |  |  |  |  | 134
CZ II USER INTERFACE | ZONECC0USI01-B | 416 |  | 0 |  |  |  |  | 416
WIRELESS RECEIVER | ZONECC0WRC01 | 156 |  | 0 |  |  |  |  | 156
CZII WIRELESS REMOTE | ZONECC0WRS01 | 120 |  | 0 |  |  |  |  | 120
CZ II 2-ZONE EQUIP CONTROLLER | ZONECC2EQC01 | 269 |  | 0 |  |  |  |  | 269
CZ II 2-ZONE KIT | ZONECC2KIT01-B | 531 |  | 0 |  |  |  |  | 531
CAC 3-ZONE AC EQUIP CONT | ZONECC3ZAC01 | 221 |  | 0 |  |  |  |  | 221
CAC 3-ZONE HP EQUIP CONT | ZONECC3ZHP01 | 221 |  | 0 |  |  |  |  | 221
CZ II 4-ZONE EQUIP CONTROLLER | ZONECC4EQC01 | 416 |  | 0 |  |  |  |  | 416
CZ II 4-ZONE KIT | ZONECC4KIT01-B | 735 |  | 0 |  |  |  |  | 735
CZ II 8-ZONE EQUIP CONTROLLER | ZONECC8EQC01 | 538 |  | 0 |  |  |  |  | 538
CZ II 8-ZONE KIT | ZONECC8KIT01-B | 1005 |  | 0 |  |  |  |  | 1005
BRYANT ZONE | ZONEKIT2ZBDP | 221 |  | 0 |  |  |  |  | 221
CARRIER | ZONEKIT2ZCAR | 221 |  | 0 |  |  |  |  | 221
DUCT TEMP SENSOR | ZONEXX0DTS01 | 36 |  | 0 |  |  |  |  | 36
ADAPTER CURB GAFR SATL TO 50GL | ZSCGNSCB-CD-50GL | 341 |  | 0 |  |  |  |  | 341

## Cover
BUILDING TECHNOLOGY SERVICES - (190377)
BUILDING TECHNOLOGY SERVICES - (190377)
377-T1S0120R07P0T18V
| Issued By: | 377-T1S0120R07P0T18V
| Issue Date: | 2007-01-18

## Nomenclature
Product Nomenclature
AC | 1 | 2 | 3 | 4 | 5 | 6 | 7 | 8 | 9 | 10 | 11 | 12
| N | N | A | A | A/N | N | N | N | A/N | A/N | A/N | N
| 2 | 4 | A | B | A | 3 | 3 | 6 | A | 0 | 0 | 3
| Product Series |  | Product Family | Tier | Major Series | SEER | Cooling Capacity |  | Variations | Open | Open | Voltage
| 24=RES AC |  | A=AC | B=Base | A=Puron | 3=13 SEER |  |  | A=Standard |  |  | 1=575-3
|  |  |  | C=Comfort | R=R22 | 4=14 SEER |  |  | G=Dense Grille |  |  | 3=208-230-1 or 208/230-1
|  |  |  | P=Perf |  | 7=17 SEER | [5 empty] | 5=208-230-3 or 208/230-3
|  |  |  | N=Infinity |  | 1=21 SEER | [5 empty] | 6=460-3
7=230-1-50
9=400-3-50
HP | 1 | 2 | 3 | 4 | 5 | 6 | 7 | 8 | 9 | 10 | 11 | 12
| N | N | A | A | A | N | N | N | A/N | A/N | A/N | N
| 2 | 5 | H | B | A | 3 | 3 | 6 | A | 0 | 0 | 3
| Product Series |  | Product Family | Tier | Series | SEER | Cooling Capacity |  | Variations | Open | Open | Voltage
| 25=RES HP |  | H=HP | B=Base | A=Puron | 3=13 SEER |  |  | A=Standard
|  |  |  | C=Comfort | R=R22 | 4=14 SEER |  |  | G=Dense Grille |  |  | 3=208-230-1 or 208/230-1
|  |  |  | P=Perf |  | 6=16 SEER | [5 empty] | 5=208-230-3 or 208/230-3
|  |  |  | N=Infinity |  | 9=19 SEER | [5 empty] | 6=460-3
7=230-1-50
9=400-3-50
AHU | Product | Type | Position |  | Series | Electrical | Insulation |  | Capacity |  | Heating | Variations
| 1 | 2 | 3 |  | 4 | 5 | 6 |  | 7, 8, 9 |  | 10, 11, 12 | 13, 14, 15, 16
| F | E | 4 |  | A | N | F |  | 002 |  | 000 | AAAA
| F = Fancoil |  |  |  | A, B, C, D, E |  |  |  | (Btu) |  | 000 - no heat
|  |  | 1 = Upflow |  |  | N = 208/230v-1ph-60hz |  |  | 018 = 18,000 |  | 005 - 5 kw
|  |  | 4 = Multipoise |  |  | S = 230v-1ph-50hz |  |  | 024 = 24,000 |  | 075 - 7.5 kw
|  |  | 5 = Upflow / Downflow | [5 empty] | 030 = 30,000 |  | 008 - 8 kw
[9 empty] | 036 = 36,000 |  | 010 - 10 kw
|  | E = Infinity Var Spd Puron | [6 empty] | 042 = 42,000 |  | 011 - 11 kw
|  | V = Performance Var Spd Puron | [6 empty] | 048 = 48,000 |  | 015 - 15 kw
|  | K = Performance Var Spd R-22 | [6 empty] | 060 = 60,000
|  | X = Comfort Puron | [6 empty] | 001 = 18,000 - 36,000
|  | C = Comfort R-22 | [6 empty] | 002 = 18,000 - 36000
|  | Y = Base Puron | [6 empty] | 003 = 24,000 - 42,000
|  | A = Base R-22 | [6 empty] | 004 = 24,000 - 42,000
|  | F = Through-the-wall |  |  |  |  | X = CE Mark |  | 005 = 30,000 - 48,000
|  | H = Electric Furnace |  |  |  |  | P = Puron |  | 006 = 36,000 - 60,000
E = R-22
B = Modular w/ 1-in. super thick insulation
C = Factory installed disconnects
F = Single piece cabinet w/ 1-in super thick insullation

## Contents
TABLE OF CONTENTS
Page #
| RNC A/C, Heat Pumps, Coils & Furnaces | 1
| AOR A/C, Heat Pumps, Coils, Furnaces & Heaters | 2 - 5
| Packaged A/C & Heat Pumps | 6 - 8
| Thermostats | 9
| Automatic Standby Generators | 10
| Residential System Zoning | 11 - 12
| Indoor Air Quality Products | 13 - 14
| Carrier Extended Warranty Pricing | 15
Air Conditioners
| 13 Seer PURON® 24ABA3A Series w/ FY & FX & FV Air Handler | 16
| 13 Seer PURON® 24ABA3A Series Gas Furnace | 17
| 13 Seer R-22 24ABR3A Series w/ FA & FC & FK Air Handler | 18
| 13 Seer R-22 24ABR3A Series Gas Furnace | 19
| 14 Seer PURON® 24ABA4A Series w/ FY & FX & FV Air Handler | 20
| 14 Seer PURON® 24ABA4A Series Gas Furnace | 21
| 13 Seer R-22 24ACR3A Series w/ FA & FC & FK Air Handler | 22
| 13 Seer PURON® 24ACA3A Series w/ FY & FX & FV Air Handler | 23
| 13 Seer PURON® 24ACA3A Series Gas Furnace | 24
| 14 Seer PURON® 24ACA4A Series w/ FY & FX & FX Air Handler | 25
| 14 Seer PURON® 24ACA4A Series Gas Furnace | 26
| 13 Seer R-22 24ACR3A Series Gas Furnace | 27
| 15 Seer PURON® 24APA5A Series w/ FV & FE Air Handler | 28
| 15 Seer PURON® 24APA5A Series Gas Furnace | 29
| 17 Seer PURON® 24ANA7A Series w/ FE Air Handler & Furnace | 30
| 21 Seer PURON® 24ANA1A Series w/ FE Air Handler & Furnace | 31
Heat Pumps
| 13 Seer PURON® 25HBA3A Series w/ FY & FX & FV Air Handler | 32
| 13 Seer R-22 25HBR3A Series w/ FA & FC & FK Air Handler | 33
| 14 Seer PURON® 25HBA4A Series w/ FX & FV Air Handler | 34
| 13 Seer R-22 25HCR3A Series w/ FA & FC & FK Air Handler | 35
| 13 Seer PURON® 25HCA3A Series w/ FY & FX & FV Air Handler | 36
| 14 Seer PURON® 25HCA4A Series w/ FX & FV Air Handler | 37
| 13 Seer R-22 25HCR3C COASTAL Series w/ FC Air Handler | 38
| 15 Seer PURON® 25HPA5A Series w/ FX & FV & FE Air Handler | 39
| 16 Seer PURON® 25HNA6A Series w/ FV & FE Air Handler | 40
| 19 Seer PURON® 25HNA9A Series w/ FE Air Handler | 41
Payne Products
| Payne Product System Pricing | 42

## RNCProducts
Base Series for RNC
BUILDING TECHNOLOGY SERVICES - (190377)
| Base 13 R-22 AC |  | Base 13 Puron® AC |  | Base 14 Puron® AC
|  | Price |  | Price |  | Price
| 24ABR318A003 | 794 | 24ABA318A003 | 833 | 24ABA418A003 | 1035
| 24ABR324A003 | 830 | 24ABA324A003 | 872 | 24ABA424A003 | 1072
| 24ABR330A003 | 936 | 24ABA330A003 | 984 | 24ABA430A003 | 1186
| 24ABR336A003 | 1013 | 24ABA336A003 | 1062 | 24ABA436A003 | 1263
| 24ABR342A003 | 1059 | 24ABA342A003 | 1112 | 24ABA442A003 | 1314
| 24ABR348A003 | 1241 | 24ABA348A003 | 1304 | 24ABA448A003 | 1505
| 24ABR360A003 | 1320 | 24ABA360A003 | 1385 | 24ABA460A003 | 1586
| Base 13 R-22 HP |  | Base 13 Puron® HP |  | Base 14 Puron® HP
|  | Price |  | Price |  | Price
| 25HBR318A003 | 1002 | 25HBA318A003 | 1052 | 25HBA418A003 | 1236
| 25HBR324A003 | 1031 | 25HBA324A003 | 1080 | 25HBA424A003 | 1262
| 25HBR330A003 | 1095 | 25HBA330A003 | 1150 | 25HBA430A003 | 1331
| 25HBR336A003 | 1119 | 25HBA336A003 | 1176 | 25HBA436A003 | 1357
| 25HBR342A003 | 1204 | 25HBA342A003 | 1263 | 25HBA442A003 | 1445
| 25HBR348A003 | 1276 | 25HBA348A003 | 1341 | 25HBA448A003 | 1522
| 25HBR360A003 | 1416 | 25HBA360A003 | 1489 | 25HBA460A003 | 1669
| Puron® Vertical Evap Coil |  | R-22 Vertical Evap Coil |  | Puron Cased Horizontal "N" Coil
|  | Price |  | Price |  | Price
| CNPVP1814ATA | 225 | CNRVP1814ATA | 222 | CNPHP2417ATA | 260
| CNPVP2414ATA | 234 | CNRVP2414ATA | 231 | CNPHP3017ATA | 277
| CNPVP2417ATA | 240 | CNRVP3014ATA | 237 | CNPHP3617ATA | 298
| CNPVP3014ATA | 241 | CNRVP3617ATA | 261 | CNPHP4221ATA | 332
| CNPVP3017ATA | ???? | CNRVP4221ATA | 301 | CNPHP4821ATA | 372
| CNPVP3617ATA | 262 | CNRVP4821ATA | 338 | CNPHP6024ATA | 412
| CNPVP4221ATA | 306 | CNRVP4824ATA | ????
| CNPVP4821ATA | 328 | CNRVP6024ATA | 410
| CNPVP4824ATA | ????
| CNPVP6024ATA | 372
| Base R-22 Air Handlers |  | Base Puron® Air Handlers |  | R22 Cased Horizontal "N" Coil
|  | Price |  | Price |  | Price
| FF1ENE018005 | 472 | FF1ENP018005 | 480 | CNRHP2417ATA | 255
| FF1ENE024005 | 483 | FF1ENP024005 | 493 | CNRHP3017ATA | 273
| FF1ENE024075 | 500 | FF1ENP030075 | 568 | CNRHP3617ATA | 294
| FF1ENE030005 | 540 | FF1ENP036011 | 627 | CNRHP4221ATA | 326
| FF1ENE030011 | 558 |  |  | CNRHP4821ATA | 365
| FF1ENE030075 | 558 |  |  | CNRHP6024ATA | 406
| FF1ENE036075 | 614
| FF1ENE036011 | 614 | FY4ANF018000 | 363
|  |  | FY4ANF024000 | 387
| FA4CNF018000 | 356 | FY4ANF030000 | 432 | Std Gas Furnaces
| FA4CNF024000 | 378 | FY4ANF036000 | 509 |  | Price
| FA4CNF030000 | 424 | FY4ANF042000 | 579 | 58STA045---1--08 | 501
| FA4CNF036000 | 499 | FY4ANF048000 | 661 | 58STA045---1--12 | 501
| FA4CNF042000 | 568 | FY4ANB060000 | 753 | 58STA070---1--08 | 518
| FA4CNF048000 | 649 |  |  | 58STA070---1--12 | 526
| FA4CNB060000 | 718 |  |  | 58STA070---1--16 | 526
[5 empty] | 58STA090---1--14 | 557
| FA4CNC018005 | 432 |  |  | 58STA090---1--16 | 557
| FA4CNC024005 | 454 |  |  | 58STA090---1--20 | 573
| FA4CNC030008 | 523 |  |  | 58STA110---1--12 | 607
| FA4CNC036010 | 594 |  |  | 58STA110---1--16 | 607
| FA4CNC042010 | 659 |  |  | 58STA110---1--22 | 607
| FA4CNC048010 | 742 |  |  | 58STA135---1--16 | ????
| FA4CNC060010 | 842 |  |  | 58STA135---1--22 | ????
[5 empty] | 58STA155---1--20 | ????
Non stocked product in Florida
Factory Special Order Only
Page 1
PRICING IS SUBJECT TO CHANGE WITH 30 DAYS NOTICE. |  |  |  |  | 2007-01-18
NOT ALL ITEMS WILL BE STOCKED AT ALL LOCATIONS. | [5 empty] | 377-T1S0120R07P0T18V

## AORProducts
BUILDING TECHNOLOGY SERVICES - (190377)
[7 empty] | Comfort 13 R-22 AC | [9 empty] | Comfort 13 R-22 HP
[14 empty] | Price | [9 empty] | Price
[7 empty] | 24ACR318A003 | [5 empty] | 864 |  |  |  | 25HCR318A003 | [5 empty] | 1174
[7 empty] | 24ACR324A003 | [5 empty] | 931 |  |  |  | 25HCR324A003 | [5 empty] | 1196
[7 empty] | 24ACR330A003 | [5 empty] | 1018 |  |  |  | 25HCR330A003 | [5 empty] | 1280
[7 empty] | 24ACR336A003 | [5 empty] | 1138 |  |  |  | 25HCR336A003 | [5 empty] | 1319
[7 empty] | 24ACR342A003 | [5 empty] | 1203 |  |  |  | 25HCR342A003 | [5 empty] | 1419
[7 empty] | 24ACR348A003 | [5 empty] | 1372 |  |  |  | 25HCR348A003 | [5 empty] | 1519
[7 empty] | 24ACR360A003 | [5 empty] | 1512 |  |  |  | 25HCR360A003 | [5 empty] | 1669
[7 empty] | Comfort 13 Puron® AC | [9 empty] | Comfort 13 Puron® HP
[14 empty] | Price | [9 empty] | Price
[7 empty] | 24ACA318A003 | [5 empty] | 870 |  |  |  | 25HCA318A003 | [5 empty] | 1179
[7 empty] | 24ACA324A003 | [5 empty] | 936 |  |  |  | 25HCA324A003 | [5 empty] | 1202
[7 empty] | 24ACA330A003 | [5 empty] | 1023 |  |  |  | 25HCA330A003 | [5 empty] | 1285
[7 empty] | 24ACA336A003 | [5 empty] | 1143 |  |  |  | 25HCA336A003 | [5 empty] | 1324
[7 empty] | 24ACA342A003 | [5 empty] | 1208 |  |  |  | 25HCA342A003 | [5 empty] | 1425
[7 empty] | 24ACA348A003 | [5 empty] | 1378 |  |  |  | 25HCA348A003 | [5 empty] | 1525
Comfort 13 R-22 HP Coastal | [6 empty] | 24ACA360A003 | [5 empty] | 1517 |  |  |  | 25HCA360A003 | [5 empty] | 1674
Price
25HCR324C003 |  |  | 1335 |  |  |  | Comfort 14 Puron® AC | [9 empty] | Comfort 14 Puron® HP
25HCR336C003 |  |  | 1408 | [10 empty] | Price | [9 empty] | Price
25HCR348C003 |  |  | 1575 |  |  |  | 24ACA418A003 | [5 empty] | 935 |  |  |  | 25HCA418A003 | [5 empty] | 1307
25HCR360C003 |  |  | 1764 |  |  |  | 24ACA424A003 | [5 empty] | 1011 |  |  |  | 25HCA424A003 | [5 empty] | 1437
[7 empty] | 24ACA430A003 | [5 empty] | 1182 |  |  |  | 25HCA430A003 | [5 empty] | 1460
Comfort 13 R-22 AC Coastal | [6 empty] | 24ACA436A003 | [5 empty] | 1363 |  |  |  | 25HCA436A003 | [5 empty] | 1549
|  |  |  | Price |  |  | 24ACA442A003 | [5 empty] | 1498 |  |  |  | 25HCA442A003 | [5 empty] | 1591
24ACR324C003 |  |  | 1129 |  |  |  | 24ACA448A003 | [5 empty] | 1668 |  |  |  | 25HCA448A003 | [5 empty] | 1797
24ACR336C003 |  |  | 1400 |  |  |  | 24ACA460A003 | [5 empty] | 1769 |  |  |  | 25HCA460A003 | [5 empty] | 1978
24ACR348C003 |  |  | 1663
24ACR360C003 |  |  | 1831
Performance 15 Puron® AC
Price
[7 empty] | 24APA518A003 | [5 empty] | 1386
[7 empty] | 24APA524A003 | [5 empty] | 1478
[7 empty] | 24APA530A003 | [5 empty] | 1619
[7 empty] | 24APA536A003 | [5 empty] | 1856
[7 empty] | 24APA542A003 | [5 empty] | 1959
[7 empty] | 24APA548A003 | [5 empty] | 2131
[7 empty] | 24APA560A003 | [5 empty] | 2287
Performance 15 Puron® HP
|  |  |  | Price |  |  | Performance 13 Puron® Horizontal AC | [9 empty] | Performance 13 Puron® Horizontal HP
25HPA518A003 |  |  | 1797 | [10 empty] | Price | [9 empty] | Price
25HPA524A003 |  |  | 1834 |  |  |  | 38HDR018---3 | [5 empty] | ???? |  |  |  | 38QRR018---3 | [5 empty] | ????
25HPA530A003 |  |  | 1929 |  |  |  | 38HDR024---3 | [5 empty] | ???? |  |  |  | 38QRR024---3 | [5 empty] | ????
25HPA536A003 |  |  | 1962 |  |  |  | 38HDR030---3 | [5 empty] | ???? |  |  |  | 38QRR030---3 | [5 empty] | ????
25HPA542A003 |  |  | 2085 |  |  |  | 38HDR036---3 | [5 empty] | ???? |  |  |  | 38QRR036---3 | [5 empty] | ????
25HPA548A003 |  |  | 2185 |  |  |  | 38HDR048---3 | [5 empty] | ???? |  |  |  | 38QRR048---3 | [5 empty] | ????
25HPA560A003 |  |  | 2391 |  |  |  | 38HDR060---3 | [5 empty] | ???? |  |  |  | 38QRR060---3 | [5 empty] | ????
[7 empty] | Infinity 17 Puron® AC | [9 empty] | Infinity 16 Puron® HP
[14 empty] | Price | [9 empty] | Price
[7 empty] | 24ANA724A003 | [5 empty] | 1653 |  |  |  | 25HNA624A003 | [5 empty] | 2049
[7 empty] | 24ANA736A003 | [5 empty] | 1930 |  |  |  | 25HNA636A003 | [5 empty] | 2371
[7 empty] | 24ANA748A003 | [5 empty] | 2332 |  |  |  | 25HNA648A003 | [5 empty] | 2719
[7 empty] | 24ANA760A003 | [5 empty] | 2434 |  |  |  | 25HNA660A003 | [5 empty] | 2855
[7 empty] | Infinity 21 Puron® AC | [9 empty] | Infinity 19 Puron® HP
[14 empty] | Price | [9 empty] | Price
[7 empty] | 24ANA124A003 | [5 empty] | 2173 |  |  |  | 25HNA924A003 | [5 empty] | 2601
[7 empty] | 24ANA136A003 | [5 empty] | 2656 |  |  |  | 25HNA936A003 | [5 empty] | 3112
[7 empty] | 24ANA148A003 | [5 empty] | 2800 |  |  |  | 25HNA948A003 | [5 empty] | 3187
[7 empty] | 24ANA160A003 | [5 empty] | 3114 |  |  |  | 25HNA960A003 | [5 empty] | 3344
Page 2
PRICING IS SUBJECT TO CHANGE WITH 30 DAYS NOTICE. | [17 empty] | 2007-01-18
NOT ALL ITEMS WILL BE STOCKED AT ALL LOCATIONS. | [17 empty] | 377-T1S0120R07P0T18V
[7 empty] | Base R-22 Fan Coil | [9 empty] | Base Puron® Fan Coil
[14 empty] | Price | [9 empty] | Price
[7 empty] | FA4CNF018000 | [5 empty] | 356 |  |  |  | FY4ANF018000 | [5 empty] | 363
[7 empty] | FA4CNF024000 | [5 empty] | 378 |  |  |  | FY4ANF024000 | [5 empty] | 387
[7 empty] | FA4CNF030000 | [5 empty] | 424 |  |  |  | FY4ANF030000 | [5 empty] | 432
[7 empty] | FA4CNF036000 | [5 empty] | 499 |  |  |  | FY4ANF036000 | [5 empty] | 509
[7 empty] | FA4CNF042000 | [5 empty] | 568 |  |  |  | FY4ANF042000 | [5 empty] | 579
[7 empty] | FA4CNF048000 | [5 empty] | 649 |  |  |  | FY4ANF048000 | [5 empty] | 661
[7 empty] | FA4CNB060000 | [5 empty] | 718 |  |  |  | FY4ANB060000 | [5 empty] | 753
[7 empty] | FA4CNC018005 | [5 empty] | 432
[7 empty] | FA4CNC024005 | [5 empty] | 454
[7 empty] | FA4CNC030008 | [5 empty] | 523
[7 empty] | FA4CNC036010 | [5 empty] | 594
[7 empty] | FA4CNC042010 | [5 empty] | 659
[7 empty] | FA4CNC048010 | [5 empty] | 742
[7 empty] | FA4CNC060010 | [5 empty] | 842
[7 empty] | Comfort R-22 Fan Coil | [9 empty] | Comfort Puron® Fan Coil
[14 empty] | Price | [9 empty] | Price
[7 empty] | FC4DNF018000 | [5 empty] | 503 |  |  |  | FX4CNF018000 | [5 empty] | 577
[7 empty] | FC4DNF024000 | [5 empty] | 527 |  |  |  | FX4CNF024000 | [5 empty] | 603
[7 empty] | FC4DNF030000 | [5 empty] | 576 |  |  |  | FX4CNF030000 | [5 empty] | 646
[7 empty] | FC4DNF036000 | [5 empty] | 656 |  |  |  | FX4CNF036000 | [5 empty] | 721
[7 empty] | FC4DNF042000 | [5 empty] | 729 |  |  |  | FX4CNF042000 | [5 empty] | 792
[7 empty] | FC4DNF048000 | [5 empty] | 813 |  |  |  | FX4CNF048000 | [5 empty] | 836
[7 empty] | FC4DNF060000 | [5 empty] | 846 |  |  |  | FX4CNF060000 | [5 empty] | 853
[7 empty] | Performance R-22 Fan Coil | [9 empty] | Performance Puron® Var Spd Fan Coil
[14 empty] | Price | [9 empty] | Price
[7 empty] | FK4DNF001000 | [5 empty] | 817 |  |  |  | FV4BNF002000 | [5 empty] | 835
[7 empty] | FK4DNF002000 | [5 empty] | 842 |  |  |  | FV4BNF003000 | [5 empty] | 916
[7 empty] | FK4DNF003000 | [5 empty] | 900 |  |  |  | FV4BNF005000 | [5 empty] | 1087
[7 empty] | FK4DNF005000 | [5 empty] | 1070 |  |  |  | FV4BNB006000 | [5 empty] | 1158
[7 empty] | FK4DNB006000 | [5 empty] | 1141
Infinity Puron® Fan Coil
Price
[17 empty] | FE4ANF002000 | [5 empty] | 1124
[17 empty] | FE4ANF003000 | [5 empty] | 1189
[17 empty] | FE4ANF005000 | [5 empty] | 1382
[17 empty] | FE4ANB006000 | [5 empty] | 1461
[17 empty] | FE5ANB004000 | [5 empty] | 1519
[7 empty] | Base R-22 Apartment Fan Coil | [9 empty] | Base Puron® Apartment Fan Coil
[14 empty] | Price | [9 empty] | Price
[7 empty] | FF1ENE018005 | [5 empty] | 472 |  |  |  | FF1ENP018005 | [5 empty] | 480
[7 empty] | FF1ENE024005 | [5 empty] | 483 |  |  |  | FF1ENP024005 | [5 empty] | 493
[7 empty] | FF1ENE024075 | [5 empty] | 500 |  |  |  | FF1ENP030075 | [5 empty] | 568
[7 empty] | FF1ENE030005 | [5 empty] | 540 |  |  |  | FF1ENP036011 | [5 empty] | 627
[7 empty] | FF1ENE030011 | [5 empty] | 558
[7 empty] | FF1ENE030075 | [5 empty] | 558
[7 empty] | FF1ENE036075 | [5 empty] | 614
[7 empty] | FF1ENE036011 | [5 empty] | 614
Louvered Panels (FF1)
Price
[7 empty] | KFBLG0101LGL |  |  |  | Single panel with frame, fits 018, 024, 030. | [11 empty] | 46
[7 empty] | KFBLG0206LGL |  |  |  | FF1ENE/ENP, fits 036. | [11 empty] | ????
Page 3
PRICING IS SUBJECT TO CHANGE WITH 30 DAYS NOTICE. | [17 empty] | 2007-01-18
NOT ALL ITEMS WILL BE STOCKED AT ALL LOCATIONS. | [17 empty] | 377-T1S0120R07P0T18V
| R22 Cased Vertical "N" Coil | [10 empty] | Puron Cased Vertical "N" Coil
[5 empty] | (H x W x D) In (Weight) lbs |  |  |  | Price | [9 empty] | (H x W x D) In (Weight) lbs |  |  |  | Price
| CNRVP1814ATA | [5 empty] | (12 5/8x14 3/16x21) (38.5) | 222 |  |  |  | CNPVP1814ATA | [8 empty] | (12 5/8x14 3/16x21) (38.5) | 225
| CNRVP2414ATA | [5 empty] | (14 5/8x14 3/16x21) (40) | 231 |  |  |  | CNPVP2414ATA | [8 empty] | (14 5/8x14 3/16x21) (40) | 234
| CNRVP3014ATA | [5 empty] | (17x14 3/16x21) (50) | 237 |  |  |  | CNPVP2417ATA | [8 empty] | (14 5/8x17 1/2x21) (42.5) | 240
| CNRVP3617ATA | [5 empty] | (17x17 1/2x21) (51) | 261 |  |  |  | CNPVP3014ATA | [8 empty] | (17x14 3/16x21) (50) | 241
| CNRVP4221ATA | [5 empty] | (19x21x21) (59.5) | 301 |  |  |  | CNPVP3017ATA | [8 empty] | (17x17 1/2x21) (49.5) | ????
| CNRVP4821ATA | [5 empty] | (22 1/16x21x21) (58.5) | 338 |  |  |  | CNPVP3617ATA | [8 empty] | (17x17 1/2x21) (51) | 262
| CNRVP4824ATA | [5 empty] | (22 1/16x24 1/2x21) (65) | ???? |  |  |  | CNPVP4221ATA | [8 empty] | (19x21x21) (59.5) | 306
| CNRVP6024ATA | [5 empty] | (26 7/8x24 1/2x21) (80.5) | 410 |  |  |  | CNPVP4821ATA | [8 empty] | (22 1/16x21x21) (58.5) | 328
[12 empty] | CNPVP4824ATA | [8 empty] | (22 1/16x24 1/2x21) (65) | ????
[12 empty] | CNPVP6024ATA | [8 empty] | (26 7/8x24 1/2x21) (80.5) | 372
| R22 Cased Horizontal "N" Coil | [10 empty] | Puron Cased Horizontal "N" Coil
[5 empty] | (H x W x D) In (Weight) lbs |  |  |  | Price | [9 empty] | (H x W x D) In (Weight) lbs |  |  |  | Price
| CNRHP2417ATA | [5 empty] | (17 1/2x19x20 3/4) (41.5) | 255 |  |  |  | CNPHP2417ATA | [8 empty] | (17 1/2x19x20 3/4) (41.5) | 260
| CNRHP3017ATA | [5 empty] | (17 1/2x22 1/16x20 3/4) (53) | 273 |  |  |  | CNPHP3017ATA | [8 empty] | (17 1/2x22 1/16x20 3/4) (53) | 277
| CNRHP3617ATA | [5 empty] | (17 1/2x22 1/16x20 3/4) (52.5) | 294 |  |  |  | CNPHP3617ATA | [8 empty] | (17 1/2x22 1/16x20 3/4) (52.5) | 298
| CNRHP4221ATA | [6 empty] | 326 |  |  |  | CNPHP4221ATA | [9 empty] | 332
| CNRHP4821ATA | [5 empty] | (21x28 1/16x20 3/4) (73.5) | 365 |  |  |  | CNPHP4821ATA | [8 empty] | (21x28 1/16x20 3/4) (73.5) | 372
| CNRHP6024ATA | [5 empty] | (24 1/2x29x20 3/4) (84) | 406 |  |  |  | CNPHP6024ATA | [8 empty] | (24 1/2x29x20 3/4) (84) | 412
Base Gas Furnace
[10 empty] | (Width) In (Weight) lbs |  |  | Price
[5 empty] | 58STA045---1--08 |  |  |  |  | (14 3/16) (104) |  | 501
[5 empty] | 58STA045---1--12 |  |  |  |  | (14 3/16) (107) |  | 501
[5 empty] | 58STA070---1--08 |  |  |  |  | (14 3/16) (111) |  | 518
[5 empty] | 58STA070---1--12 |  |  |  |  | (14 3/16) (115) |  | 526 |  |  | Variable Speed Furnace
[5 empty] | 58STA070---1--16 |  |  |  |  | (17 1/2) (126) |  | 526 | [7 empty] | (Width) In (Weight) lbs |  |  | Price
[5 empty] | 58STA090---1--14 |  |  |  |  | (17 1/2) (127) |  | 557 |  |  | 58CVA070---1--12 |  |  |  |  | (14 3/16) (127) |  | 1108
[5 empty] | 58STA090---1--16 |  |  |  |  | (17 1/2) (140) |  | 557 |  |  | 58CVA090---1--16 |  |  |  |  | (21) (151) |  | 1197
[5 empty] | 58STA090---1--20 |  |  |  |  | (21) (146) |  | 573 |  |  | 58CVA110---1--20 |  |  |  |  | (21) (162) |  | 1314
[5 empty] | 58STA110---1--12 |  |  |  |  | (17 1/2) (135) |  | 607 |  |  | 58CVA135---1--22 |  |  |  |  | (24 1/2) (177) |  | ????
[5 empty] | 58STA110---1--16 |  |  |  |  | (21) (146) |  | 607 |  |  | 58CVA155---1--22 |  |  |  |  | (24 1/2) (183) |  | ????
[5 empty] | 58STA110---1--22 |  |  |  |  | (17 1/2) (152) |  | 607
[5 empty] | 58STA135---1--16 |  |  |  |  | (21) (149) |  | ????
[5 empty] | 58STA135---1--22 |  |  |  |  | (24 1/2) (163) |  | ????
[5 empty] | 58STA155---1--20 |  |  |  |  | (24 1/2) (170) |  | ????
Non stocked product in Florida
Factory Special Order Only
ACCESSORY HEATERS - FIELD INSTALLED
|  | MODEL |  |  |  | DESCRIPTION ( 240V / 208V) | [6 empty] | PHASE |  | CKT PROTECTION |  |  |  |  | PRICE
|  | KFCEH0401N03 |  |  |  | 3.0 / 2.3 KW | [6 empty] | 1 |  |  | NONE |  |  | 39
|  | KFCEH0501N05 |  |  |  | 5.0 / 3.8 KW | [6 empty] | 1 |  |  | NONE |  |  | 46
|  | KFCEH0801N08 |  |  |  | 8.0 /6.0 KW | [6 empty] | 1 |  |  | NONE |  |  | 53
|  | KFCEH2901N09 |  |  |  | 9.0 / 6.8 KW INTELL HEAT | [6 empty] | 1 |  |  | NONE |  |  | 80
|  | KFCEH0901N10 |  |  |  | 10.0 / 7.5 KW | [6 empty] | 1 |  |  | NONE |  |  | 60
|  | KFCEH2401C05 |  |  |  | 5.0 / 3.8 KW | [6 empty] | 1 |  |  | CKT BRKR |  |  | 80
|  | KFCEH2501C08 |  |  |  | 8.0 / 6.0 KW | [6 empty] | 1 |  |  | CKT BRKR |  |  | 86
|  | KFCEH2601C10 |  |  |  | 10.0 / 7.5 KW | [6 empty] | 1 |  |  | CKT BRKR |  |  | 89
|  | KFCEH3101C15 |  |  |  | 15.0 / 11.3 KW | [6 empty] | 1 |  |  | CKT BRKR |  |  | 140
|  | KFCEH3001F15 |  |  |  | 15.0 / 11.3 KW | [6 empty] | 1 |  |  | FUSE |  |  | 100
|  | KFCEH3301C20 |  |  |  | 20.0 / 15.0 KW | [6 empty] | 1 |  |  | CKT BRKR |  |  | 256
|  | KFCEH3201F20 |  |  |  | 20.0 / 15.0 KW | [6 empty] | 1 |  |  | FUSE |  |  | 217
|  | KFCEH2901N09 |  |  |  | 9.0 / 6.8 KW INTELL HEAT | [6 empty] | 3 |  |  | NONE |  |  | 80
|  | KFCEH1601315 |  |  |  | 15.0 / 11.3 KW | [6 empty] | 3 |  |  | NONE |  |  | 118
|  | KFCEH2001318 |  |  |  | 18.0 / 13.5 KW | [6 empty] | 3 |  |  | NONE |  |  | 193
|  | KFADK0201DSC |  |  |  | PULL OUT DISCONNECT KIT | [6 empty] | - |  |  | - |  |  | 49
|  | KFASP0101SPK |  |  |  | SINGL EPOINT WIRING KIT | [6 empty] | - |  |  | - |  |  | 14
|  | KFAPP0125PLG |  |  |  | POWER PLUG KIT (No Heat 25Pk) | [6 empty] | - |  |  | - |  |  | 2
Page 4
PRICING IS SUBJECT TO CHANGE WITH 30 DAYS NOTICE. | [16 empty] | 2007-01-18
NOT ALL ITEMS WILL BE STOCKED AT ALL LOCATIONS. | [16 empty] | 377-T1S0120R07P0T18V
Comfort Zone II
Price
ZONECC2KIT01-B |  |  | 2 Zones Kit | [6 empty] | 531
ZONECC4KIT01-B |  |  | 4 Zones Kit | [6 empty] | 735
ZONECC8KIT01-B |  |  | 8 Zones Kit | [6 empty] | 1005
ZONECC0USI01-B |  |  | User Interface | [6 empty] | 416
ZONECC2EQC01 |  |  | 2 Zone equip controller | [6 empty] | 269
ZONECC4EQC01 |  |  | 4 Zone equip controller | [6 empty] | 416
ZONECC8EQC01 |  |  | 8 Zone equip controller | [6 empty] | 538
ZONEXX0DTS01 |  |  | Duct sensor | [6 empty] | 36
ZONECC0RRS01 |  |  | Remote room sensor | [6 empty] | 48
TSTATXXSEN01-B |  |  | Outdoor temp sensor | [6 empty] | 14
ZONECC0SMS01 |  |  | Smart sensor | [6 empty] | 134
ZONECC3ZAC01 |  |  | 3 Zone AC | [6 empty] | 221
ZONECC3ZHP01 |  |  | 3 Zone HP | [6 empty] | 221
920SURG24-8W |  |  | 24-v Surge supp - 8 wire | [6 empty] | 65
P201-4701 |  |  | 75va transformer | [6 empty] | 43
P201-3401 |  |  | 40va transformer | [6 empty] | 8
TW-20G250-4PVCSS |  |  | 250' - 20 gu 4 cable wire | [6 empty] | ????
TW-20G500-4PVCSS |  |  | 500' - 20 gu 4 cable wire | [6 empty] | ????
DAMPACT45DEG-B |  |  | 45 Deg Damper Actuator | [6 empty] | 101
DAMPACT90DEG-B |  |  | 90 Deg Damper Actuator | [6 empty] | 103
Dampers
Price
DAMPREC08X10-B |  |  | Damper - rectangular | [6 empty] | 208
DAMPREC08X14-B |  |  | Damper - rectangular | [6 empty] | 208
DAMPREC08X18-B |  |  | Damper - rectangular | [6 empty] | 208
DAMPREC08X24-B |  |  | Damper - rectangular | [6 empty] | 208
DAMPREC10X10-B |  |  | Damper - rectangular | [6 empty] | 221
DAMPREC10X14-B |  |  | Damper - rectangular | [6 empty] | 221
DAMPREC10X18-B |  |  | Damper - rectangular | [6 empty] | 221
DAMPREC10X24-B |  |  | Damper - rectangular | [6 empty] | 221
DAMPBAR08INC |  |  | Barometric bypass - 8" | [6 empty] | 91
DAMPBAR10INC |  |  | Barometric bypass - 10" | [6 empty] | 101
DAMPBAR12INC |  |  | Barometric bypass - 12" | [6 empty] | 106
DAMPBAR14INC |  |  | Barometric bypass - 14" | [6 empty] | 107
DAMPBAR16INC |  |  | Barometric bypass - 16" | [6 empty] | 118
DAMPBAR08X14 |  |  | Barometric bypass - rect | [6 empty] | 208
DAMPBAR08X24 |  |  | Barometric bypass - rect | [6 empty] | 208
DAMPRND06INC-B |  |  | Damper - 6" round | [6 empty] | 152
DAMPRND08INC-B |  |  | Damper - 8" round | [6 empty] | 152
DAMPRND10INC-B |  |  | Damper - 10" round | [6 empty] | 152
DAMPRND12INC-B |  |  | Damper - 12" round | [6 empty] | 152
DAMPRND14INC-B |  |  | Damper - 14" round | [6 empty] | 152
DAMPRND16INC-B |  |  | Damper - 16" round | [6 empty] | 152
Non-Programmable Thermostats
Price
TSTATCCNHP01-C |  |  | Deluxe | [6 empty] | 63
TSTATCCNAC01-C |  |  | Deluxe | [6 empty] | 48
TSTATCCNB001 |  |  | Standard | [6 empty] | 44
TSTATCCBAC01-B |  |  | Builder | [6 empty] | 28
TSTATCCBHP01-B |  |  | Builder | [6 empty] | 40
Programmable Thermostats
Price
TSTATCCPRH01-B |  |  | Thermidistat | [6 empty] | 194
TSTATCCPDF01-B |  |  | Premium 7 Day | [6 empty] | 164
TSTATCCPHP01-B |  |  | Premium 7 Day | [6 empty] | 117
TSTATCCPAC01-B |  |  | Premium 7 Day | [6 empty] | 107
TSTATCCP2S01-B |  |  | Premium 7 Day | [6 empty] | 123
TSTATCCPRF01 |  |  | Premium Wireless 7 Day | [6 empty] | 106
TSTATCCREC01 |  |  | Premium Wireless REC | [6 empty] | 98
TSTATCCPS701 |  |  | Deluxe 7 Day | [6 empty] | 95
TSTATCCPF101 |  |  | Deluxe Flat Face 1 Day | [6 empty] | 66
TSTATCCPF701 |  |  | Deluxe Flat Face 7 Day | [6 empty] | 113
TSTATCCPS101 |  |  | Deluxe 1 Day | [6 empty] | 59
TSTATCCPB101 |  |  | Standard 1 Day | [6 empty] | ????
TSTATCCPB501 |  |  | Standard 5-2 Day | [6 empty] | 49 |  |  | Infinity Remote Access Module
TSTATCCSAC01 |  |  | Standard 5-2 Day | [6 empty] | 64
TSTATCCP2W01 |  |  | Standard 7 Day | [6 empty] | 120 |  |  | SYSTXCCSAM01 |  |  |  |  | 579
Page 5
PRICING IS SUBJECT TO CHANGE WITH 30 DAYS NOTICE. | [16 empty] | 2007-01-18
NOT ALL ITEMS WILL BE STOCKED AT ALL LOCATIONS. | [16 empty] | 377-T1S0120R07P0T18V

## PackagedProduct
Carrier Packaged Products
BUILDING TECHNOLOGY SERVICES - (190377)
Ton | Outdoor Unit |  | Dimensions In. (HxWxD) (lb) |  |  | Price | Cool Cap | Seer | ARI Ref # |  | Ton | Outdoor Unit |  |  | Dimensions In. (HxWxD) (lb) |  | Price | Cool / Heat | HSPF | SEER | ARI Ref #
Base 13 R-22 AC (Tin Plated) | [10 empty] | Base 13 R-22 HP (Tin Plated)
2.0 | 50ZPA024---3--TP |  |  | (40x47x32) (273) |  | 1474 | 23.0 | 13.0 |  | 735326 | 2.0 | 50ZHA024---3--TP |  |  | (30x47x32) (291) |  | 1827 | 22.0/12.2 | 7.7 | 13.0 |  | 735323
2.5 | 50ZPA030---3--TP |  |  | (40x47x32) (287) |  | 1556 | 28.6 | 13.0 |  | 735350 | 2.5 | 50ZHA030---3--TP |  |  | (34x47x32) (305) |  | 1988 | 28.0/15.4 | 7.7 | 13.0 |  | 735346
3.0 | 50ZPA036---3--TP |  |  | (42x47x32) (301) |  | 1644 | 35.0 | 13.0 |  | 735363 | 3.0 | 50ZHA036---3--TP |  |  | (42x47x32) (352) |  | 2179 | 33.0/18.2 | 7.7 | 13.0 |  | 735351
3.5 | 50ZPA042---3--TP |  |  | (44x47x32) (348) |  | 1890 | 40.0 | 13.0 |  | 735348 | 3.5 | 50ZHA042---3--TP |  |  | (42x47x32) (366) |  | 2378 | 39.0/21.6 | 7.7 | 13.0 |  | 735325
4.0 | 50ZPA048---3--TP |  |  | (46x47x32) (361) |  | 2112 | 44.5 | 13.0 |  | 735328 | 4.0 | 50ZHA048---3--TP |  |  | (42x47x32) (379) |  | 2558 | 44.0/24.2 | 7.7 | 13.0 |  | 735356
5.0 | 50ZPA060---3--TP |  |  | (48x47x32) (401) |  | 2352 | 52.0 | 13.0 |  | 735362 | 5.0 | 50ZHA060---3--TP |  |  | (42x47x32) (419) |  | 2752 | 51.0/26.0 | 7.7 | 13.0 |  | 735332
HEATERS | [12 empty] | HEATERS
50ZPA 208/230 - SINGLE PHASE - 60 Hz (024 - 060) | [12 empty] | 50ZHA 208/230 - SINGLE PHASE - 60 Hz (024 - 060)
| (kW) | Brkr |  | Stages | Size |  | Part |  |  | Price |  |  |  | (kW) | Brkr | Stages | Size |  | Part |  |  | Price
| 3.8 / 5.0 | NO |  | 1 | All |  | CPHEATER096A00 |  |  | 85 |  |  |  | 3.8 / 5.0 | NO | 1 | All |  | CPHEATER096A00 |  | 85
| 3.8 / 5.0 | YES |  | 1 | All |  | CPHEATER097A00 |  |  | 146 |  |  |  | 3.8 / 5.0 | YES | 1 | All |  | CPHEATER097A00 |  | 146
| 5.6 / 7.5 | NO |  | 2 | All |  | CPHEATER098A00 |  |  | 101 |  |  |  | 5.6 / 7.5 | NO | 2 | All |  | CPHEATER098A00 |  | 101
| 5.6 / 7.5 | YES |  | 2 | All |  | CPHEATER099A00 |  |  | 140 |  |  |  | 5.6 / 7.5 | YES | 2 | All |  | CPHEATER099A00 |  | 140
| 7.5 / 10.0 | NO |  | 2 | 024 - 030 |  | CPHEATER100A00 |  |  | 105 |  |  |  | 7.5 / 10.0 | NO | 2 | 024 - 030 |  | CPHEATER100A00 |  | 105
| 7.5 / 10.0 | YES |  | 1 | All |  | CPHEATER101A00 |  |  | 148 |  |  |  | 7.5 / 10.0 | YES | 1 | All |  | CPHEATER101A00 |  | 148
| 11.3 / 15.0 | YES |  | 2 | 030 - 060 |  | CPHEATER102A00 |  |  | 206 |  |  |  | 11.3 / 15.0 | YES | 2 | 030 - 060 |  | CPHEATER102A00 |  | 206
| 15.0 / 20.0 | YES |  | 2 | 036 - 060 |  | CPHEATER103A00 |  |  | 260 |  |  |  | 15.0 / 20.0 | YES | 2 | 036 - 060 |  | CPHEATER103A00 |  | 260
Ton | Outdoor Unit |  | Dimensions In. (HxWxD) (lb) |  |  | Price | Cool Cap | Seer | ARI Ref # |  | Ton | Outdoor Unit |  |  | Dimensions In. (HxWxD) (lb) |  | Price | Cool / Heat | HSPF | SEER | ARI Ref #
Comfort 13 Gas R-22 (Tin Plated) | [10 empty] | Comfort 13 R-22 HP
** NOT STOCKED IN CENTRAL FLORIDA **
2.0 | 48SD-0240403--TP |  |  | (40x47x32) (372) |  | ???? | 24.0 | 13.0 |  | 735353 | 2.0 | 50SZ-024---3--TP |  |  |  |  | 2234 | 24.0/12.8 | 7.7 | 13.0 |  | 735365
2.5 | 48SD-0300403--TP |  |  | (42x47x32) (372) |  | ???? | 30.0 | 13.0 |  | 735333 | 2.5 | 50SZ-030---3--TP |  |  |  |  | 2394 | 30.0/16.0 | 7.7 | 13.0 |  | 735331
3.0 | 48SD-0360603--TP |  |  | (44x47x43) (395) |  | ???? | 36.0 | 13.0 |  | 735318 | 3.0 | 50SZ-036---3--TP |  |  |  |  | 2583 | 36.0/19.2 | 7.7 | 13.0 |  | 735324
3.5 | 48SD-0420903--TP |  |  | (48x47x43) (462) |  | ???? | 41.5 | 13.0 |  | 735361 | 3.5 | 50SZ-042---3--TP |  |  |  |  | 2782 | 41.5/22.6 | 7.7 | 13.0 |  | 735335
4.0 | 48SD-0480903--TP |  |  | (48x47x43) (485) |  | ???? | 47.0 | 13.0 |  | 735360 | 4.0 | 50SZ-048---3--TP |  |  |  |  | 2961 | 47.0/25.4 | 7.7 | 13.0 |  | 735320
5.0 | 48SD-0600903--TP |  |  | (48x47x43) (521) |  | ???? | 57.0 | 13.0 |  | 735340 | 5.0 | 50SZ-060---3--TP |  |  |  |  | 3154 | 57.0/27.6 | 7.7 | 13.0 |  | 735343
| NOTE: Duct adaptors are no longer included in the price of the package units. | [11 empty] | HEATERS
| CPDUCFLG002A00 |  |  |  |  | 13 | [6 empty] | 50SD 208/230 - SINGLE PHASE - 60 Hz (024 - 060)
[14 empty] | (kW) | Brkr | Stages | Size |  | Part |  |  | Price
[14 empty] | 3.8 / 5.0 | NO | 1 | All |  | CPHEATER052A00 |  | 68
[14 empty] | 5.4 / 7.2 | NO | 2 | All |  | CPHEATER069A00 |  | 79
[14 empty] | 7.5 / 10.0 | NO | 2 | All |  | CPHEATER065A00 |  | 86
Comfort 13 AC R-22 (Tin Plated) | [13 empty] | 11.3 / 15.0 | YES | 3 | 030 - 060 |  | CPHEATER051A00 |  | 128
[14 empty] | 15.0 / 20.0 | YES | 4 | 042 - 060 |  | CPHEATER053A00 |  | ????
2.0 | 50SD-024---3--TP |  |  | (40x47x32) (360) |  | 1848 | 24.0 | 13.0 |  | 735342
2.5 | 50SD-030---3--TP |  |  | (42x47x32) (258) |  | 1932 | 30.0 | 13.0 |  | 735327 |  |  | HEATERS
3.0 | 50SD-036---3--TP |  |  | (44x47x43) (262) |  | 2022 | 36.0 | 13.0 |  | 735334 |  |  | 50SD 208/230 - THREE PHASE - 60 Hz (024 - 060)
3.5 | 50SD-042---3--TP |  |  | (48x47x43) (294) |  | 2305 | 41.5 | 13.0 |  | 735338 |  |  |  | (kW) | Brkr | Stages | Size |  | Part |  |  | Price
4.0 | 50SD-048---3--TP |  |  | (48x47x43) (324) |  | 2530 | 47.0 | 13.0 |  | 735359 |  |  |  | 3.8 / 5.0 | NO | 3 | All |  | CPHEATER055A00 |  | 80
5.0 | 50SD-060---3--TP |  |  | (48x47x43) (389) |  | 2774 | 57.0 | 13.0 |  | 735357 |  |  |  | 7.5 / 10.0 | NO | 3 | All |  | CPHEATER056A00 |  | 116
[14 empty] | 11.3 / 15.0 | NO | 3 | All |  | CPHEATER057A00 |  | 186
[14 empty] | 15.0 / 20.0 | YES | 3 | 042 - 060 |  | CPHEATER059A01 |  | ????
Page 6
PRICING IS SUBJECT TO CHANGE WITH 30 DAYS NOTICE. | [14 empty] | 2007-01-18
NOT ALL ITEMS WILL BE STOCKED AT ALL LOCATIONS. | [22 empty] | 377-T1S0120R07P0T18V
HEATERS
50XP 208/230 - SINGLE PHASE - 60 Hz (024 - 060)
[14 empty] | (kW) | Brkr | Stages | Size |  | Part |  |  | Price
[14 empty] | 3.8 / 5.0 | NO | 1 | All |  | CPHEATER052A00
[14 empty] | 5.4 / 7.2 | NO | 2 | All |  | CPHEATER069A00
[14 empty] | 7.5 / 10.0 | NO | 2 | All |  | CPHEATER065A00
[14 empty] | 11.3 / 15.0 | YES | 3 | 030 - 060 |  | CPHEATER051A00
[14 empty] | 15.0 / 20.0 | YES | 4 | 042 - 060 |  | CPHEATER053A00
Performance 13 AC Puron® (Tin Plated)
HEATERS
2.0 | 50XP-024---3--TP |  |  | (40x47x32) (372) |  | 2371 | 24.0 | 13.0 |  | 570514 |  |  | 50XP 208/230 - THREE PHASE - 60 Hz (024 - 060)
2.5 | 50XP-030---3--TP |  |  | (40x47x32) (372) |  | 2454 | 29.0 | 13.0 |  | 570515 |  |  |  | (kW) | Brkr | Stages | Size |  | Part |  |  | Price
3.0 | 50XP-036---3--TP |  |  | (42x47x32) (395) |  | 2551 | 36.0 | 13.0 |  | 570516 |  |  |  | 3.8 / 5.0 | NO | 3 | All |  | CPHEATER055A00 |  | 80
3.5 | 50XP-042---3--TP |  |  | (44x47x43) (462) |  | 2855 | 41.0 | 13.0 |  | 570517 |  |  |  | 7.5 / 10.0 | NO | 3 | All |  | CPHEATER056A00 |  | 116
4.0 | 50XP-048---3--TP |  |  | (46x47x43) (485) |  | 3091 | 45.0 | 13.0 |  | 570518 |  |  |  | 11.3 / 15.0 | NO | 3 | All |  | CPHEATER057A00 |  | 186
5.0 | 50XP-060---3--TP |  |  | (48x47x43) (521) |  | 3344 | 57.0 | 13.0 |  | 570519 |  |  |  | 15.0 / 20.0 | YES | 3 | 042 - 060 |  | CPHEATER059A01 |  | ????
Performance 13 Gas Puron® (Tin Plated) | [10 empty] | Performance 13 HP Puron® (Tin Plated)
2.0 | 48XP-0240403--TP |  |  | (40x47x32) (372) |  | ???? | 24.0 | 13.0 |  | 570176 | 2.0 | 50XZ-024---3--TP |  |  | (40x47x32) (372) |  | 2900 | 24.0/14.4 | 7.8 | 13.0 |  | 570563
2.5 | 48XP-0300403--TP |  |  | (40x47x32) (372) |  | ???? | 29.0 | 13.0 |  | 570180 | 2.5 | 50XZ-030---3--TP |  |  | (40x47x32) (372) |  | 3083 | 29.0/16.0 | 8.0 | 13.0 |  | 570565
3.0 | 48XP-0360603--TP |  |  | (42x47x32) (410) |  | ???? | 36.0 | 13.0 |  | 570184 | 3.0 | 50XZ-036---3--TP |  |  | (42x47x32) (395) |  | 3287 | 36.0/19.6 | 8.0 | 13.0 |  | 570567
3.5 | 48XP-0420903--TP |  |  | (44x47x43) (462) |  | ???? | 41.0 | 13.0 |  | 570188 | 3.5 | 50XZ-042---3--TP |  |  | (44x47x43) (462) |  | 3495 | 41.0/21.6 | 8.0 | 13.0 |  | 570569
4.0 | 48XP-0480903--TP |  |  | (46x47x43) (485) |  | ???? | 45.0 | 13.0 |  | 570192 | 4.0 | 50XZ-048---3--TP |  |  | (46x47x43) (485) |  | 3698 | 45.0/24.6 | 8.0 | 13.0 |  | 570571
5.0 | 48XP-0600903--TP |  |  | (48x47x43) (521) |  | ???? | 57.0 | 13.0 |  | 570202 | 5.0 | 50XZ-060---3--TP |  |  | (48x47x43) (521) |  | 3905 | 57.0/31.0 | 8.0 | 13.0 |  | 570573
HEATERS
50XZ 208/230 - SINGLE PHASE - 60 Hz (024 - 060)
[14 empty] | (kW) | Brkr | Stages | Size |  | Part |  |  | Price
[14 empty] | 3.8 / 5.0 | NO | 1 | 024 - 042 |  | CPHEATER052A00 |  | 68
[14 empty] | 3.8 / 5.0 | YES | 1 | 048 - 060 |  | CPHEATER064A00 |  | 97
[14 empty] | 5.4 / 7.2 | YES | 2 | All |  | CPHEATER070A00 |  | 154
[14 empty] | 7.5 / 10.0 | YES | 2 | All |  | CPHEATER050A00 |  | 128
[14 empty] | 11.3 / 15.0 | YES | 3 | 030 - 060 |  | CPHEATER066A00 |  | 174
[14 empty] | 15.0 / 20.0 | YES | 4 | 042 - 060 |  | CPHEATER054A00 |  | 225
| NOTE: Duct adaptors are no longer included in the price of the package units. | [11 empty] | HEATERS
| CPDUCFLG002A00 |  |  |  |  | 13 | [6 empty] | 50XZ 208/230 - THREE PHASE - 60 Hz (024 - 060)
[14 empty] | (kW) | Brkr | Stages | Size |  | Part |  |  | Price
[14 empty] | 3.8 / 5.0 | NO | 3 | All |  | CPHEATER055A00 |  | 80
[14 empty] | 7.5 / 10.0 | NO | 3 | 036 - 048 |  | CPHEATER056A00 |  | 116
[14 empty] | 7.5 / 10.0 | YES | 3 | 060 |  | CPHEATER068A00 |  | 100
[14 empty] | 11.3 / 15.0 | NO | 3 | All |  | CPHEATER058A00 |  | ????
[14 empty] | 15.0 / 20.0 | YES | 3 | 042 - 060 |  | CPHEATER059A01 |  | ????
Page 7
PRICING IS SUBJECT TO CHANGE WITH 30 DAYS NOTICE. | [14 empty] | 2007-01-18
NOT ALL ITEMS WILL BE STOCKED AT ALL LOCATIONS. | [22 empty] | 377-T1S0120R07P0T18V
Infinity 13 AC Puron® (Tin Plated) | [10 empty] | Infinity 13 HP Puron® (Tin Plated)
2.0 | 50CE-024---3--TP |  |  | (40x47x32) (350) |  | 2737 | 24.0 | 13.0 |  | 891755 | 2.0 | 50CR-024---3--TP |  |  | (40x47x32) (350) |  | 2775 | 24.0/14.4 | 7.8 | 13.0 |  | 893108
2.5 | 50CE-030---3--TP |  |  | (40x47x32) (350) |  | 2836 | 29.0 | 13.0 |  | 891995 | 2.5 | 50CR-030---3--TP |  |  | (40x47x32) (350) |  | 2940 | 29.0/16.0 | 8 | 13.0 |  | 892444
3.0 | 50CE-036---3--TP |  |  | (42x47x32) (373) |  | 2940 | 36.0 | 13.0 |  | 891905 | 3.0 | 50CR-036---3--TP |  |  | (42x47x32) (373) |  | 3135 | 36.0/19.6 | 8 | 13.0 |  | 892434
3.5 | 50CE-042---3--TP |  |  | (44x47x43) (440) |  | 3269 | 41.0 | 13.0 |  | 893150 | 3.5 | 50CR-042---3--TP |  |  | (44x47x43) (440) |  | 3333 | 41.0/21.6 | 8 | 13.0 |  | 892918
4.0 | 50CE-048---3--TP |  |  | (46x47x43) (463) |  | 3543 | 45.0 | 13.0 |  | 892693 | 4.0 | 50CR-048---3--TP |  |  | (46x47x43) (463) |  | 3525 | 45.0/24.6 | 8 | 13.0 |  | 892007
5.0 | 50CE-060---3--TP |  |  | (48x47x43) (499) |  | 3828 | 57.0 | 13.0 |  | 893121 | 5.0 | 50CR-060---3--TP |  |  | (48x47x43) (499) |  | 3723 | 57.0/31.0 | 8 | 13.0 |  | 892594
HEATERS | [12 empty] | HEATERS
50CE & 50DU 208/230 - SINGLE PHASE - 60 Hz (024 - 060) | [12 empty] | 50CR & 50DT 208/230 - SINGLE PHASE - 60 Hz (024 - 060)
| (kW) | Brkr |  | Stages | Size |  | Part |  |  | Price |  |  |  | (kW) | Brkr | Stages | Size |  | Part |  |  | Price
| 3.8 / 5.0 | NO |  | 1 | All |  | CPHEATER080A00 |  |  | 77 |  |  |  | 3.8 / 5.0 | NO | 1 | 024 - 042 |  | CPHEATER080A00 |  | 77
| 5.4 / 7.2 | NO |  | 1 | All |  | CPHEATER082A00 |  |  | 88 |  |  |  | 3.8 / 5.0 | YES | 1 | 048 - 060 |  | CPHEATER081A00 |  | 129
| 7.5 / 10.0 | NO |  | 1 | All |  | CPHEATER084A00 |  |  | 87 |  |  |  | 5.4 / 7.2 | YES | 1 | All |  | CPHEATER083A00 |  | 170
| 11.3 / 15.0 | YES |  | 2 | 030 - 060 |  | CPHEATER086A00 |  |  | 167 |  |  |  | 7.5 / 10.0 | YES | 1 | All |  | CPHEATER085A00 |  | 166
| 15.0 / 20.0 | YES |  | 2 | 042 - 060 |  | CPHEATER088A00 |  |  | 205 |  |  |  | 11.3 / 15.0 | YES | 2 | 036 - 060 |  | CPHEATER087A00 |  | 225
[14 empty] | 15.0 / 20.0 | YES | 2 | 042 - 060 |  | CPHEATER089A00 |  | 243
HEATERS | [12 empty] | HEATERS
50CE & 50DU 208/230 - THREE PHASE - 60 Hz (024 - 060) | [12 empty] | 50CR & 50DT 208/230 - THREE PHASE - 60 Hz (024 - 060)
| (kW) | Brkr |  | Stages | Size |  | Part |  |  | Price |  |  |  | (kW) | Brkr | Stages | Size |  | Part |  |  | Price
| 3.8 / 5.0 | NO |  | 1 | All |  | CPHEATER090A00 |  |  | 93 |  |  |  | 3.8 / 5.0 | NO | 1 | All |  | CPHEATER090A00 |  | 93
| 7.5 / 10.0 | NO |  | 1 | All |  | CPHEATER091A00 |  |  | 120 |  |  |  | 7.5 / 10.0 | NO | 1 | 036 - 048 |  | CPHEATER091A00 |  | 120
| 11.3 / 15.0 | NO |  | 2 | All |  | CPHEATER093A00 |  |  | 200 |  |  |  | 7.5 / 10.0 | YES | 1 | 060 |  | CPHEATER092A00 |  | 120
| 15.0 / 20.0 | YES |  | 2 | 042 - 060 |  | CPHEATER095A00 |  |  | 211 |  |  |  | 11.3 / 15.0 | YES | 2 | All |  | CPHEATER094A00 |  | 231
[14 empty] | 15.0 / 20.0 | YES | 2 | 042 - 060 |  | CPHEATER095A00 |  | 211
Infinity 14 AC Puron® (Tin Plated) | [10 empty] | Infinity 14 HP Puron® (Tin Plated)
2.0 | 50DU-024---3--TP |  |  | (40x47x32) (350) |  | ???? | 24.0 | 14.0 |  |  | 2.0 | 50DT-024---3--TP |  |  | (40x47x32) (350) |  | ???? | 24.0/14.4 |  | 14.0
2.5 | 50DU-030---3--TP |  |  | (44x47x32) (350) |  | ???? | 29.0 | 14.0 |  |  | 2.5 | 50DT-030---3--TP |  |  | (44x47x32) (350) |  | ???? | 29.0/16.0 |  | 14.0
3.0 | 50DU-036---3--TP |  |  | (42x47x32) (373) |  | ???? | 36.0 | 14.0 |  |  | 3.0 | 50DT-036---3--TP |  |  | (44x47x43) (373) |  | ???? | 36.0/19.6 |  | 14.0
3.5 | 50DU-042---3--TP |  |  | (42x47x43) (440) |  | ???? | 41.0 | 14.0 |  |  | 3.5 | 50DT-042---3--TP |  |  | (48x47x43) (440) |  | ???? | 41.0/21.6 |  | 14.0
4.0 | 50DU-048---3--TP |  |  | (48x47x43) (463) |  | ???? | 45.0 | 14.0 |  |  | 4.0 | 50DT-048---3--TP |  |  | (48x47x43) (463) |  | ???? | 45.0/24.6 |  | 14.0
5.0 | 50DU-060---3--TP |  |  | (48x47x43) (499) |  | ???? | 57.0 | 14.0 |  |  | 5.0 | 50DT-060---3--TP |  |  | (52x47x43) (499) |  | ???? | 57.0/31.0 |  | 14.0
NOTE: Duct adaptors are no longer included in the price of the package units.
[9 empty] | CPDUCFLG002A00 | [5 empty] | 13
Page 8
PRICING IS SUBJECT TO CHANGE WITH 30 DAYS NOTICE. | [14 empty] | 2007-01-18
NOT ALL ITEMS WILL BE STOCKED AT ALL LOCATIONS. | [22 empty] | 377-T1S0120R07P0T18V

## Tstats
|  | BUILDING TECHNOLOGY SERVICES - (190377) | [8 empty] | -9 | 66 | k
|  | Style | Changeover | HP | AC | Heating Stages | Cooling Stages | Days of Programming | Batteries | Net Price
INFINITY
| SYSTXCCUID01-A | Infinity | Auto | Yes | Yes | 2 | 2 | 7 Day | No | 240
(For use with FE Fan Coils Only)
PERFORMANCE
Programmable Thermidistat
| TSTATCCPRH01-B | Corporate | Auto | Yes | Yes | 2 | 2 | 7 Day | No | 194
Premium Programmable
| TSTATCCPAC01-B | Corporate | Auto | No | Yes | 1 | 1 | 7 Day | No | 107
| TSTATCCPHP01-B | Corporate | Auto | Yes | Yes | 2 | 1 | 7 Day | No | 117
| TSTATCCP2S01-B | Corporate | Auto | Yes | Yes | 2 | 2 | 7 Day | No | 123
| TSTATCCPDF01-B | Corporate | Auto | Yes | No | 2 | 1 | 7 Day | No | 164
| TSTATCCREC01 | Wireless Control | [6 empty] | Yes | 98
| TSTATCCPRF01 | Wireless Receiver | Auto | Yes | Yes | 2 | 2 | 7 Day | No | 106
Deluxe Programmable
| TSTATCCPF101 | Flat | Auto | Yes | Yes | 2 | 1 | 1 Day | No | 66
| TSTATCCPF701 | Flat | Auto | Yes | Yes | 2 | 2 | 7 Day | No | 113
COMFORT
Deluxe Programmable
| TSTATCCPS101 | Slimline | Auto | Yes | Yes | 2 | 1 | 1 Day | No | 59
| TSTATCCPS701 | Slimline | Auto | Yes | Yes | 2 | 2 | 7 Day | No | 95
Deluxe Non Programmable
| TSTATCCNAC01-C | Corporate | Auto | No | Yes | 1 | 1 |  | Yes | 48
| TSTATCCNHP01-C | Corporate | Auto | Yes | Yes | 2 | 1 |  | Yes | 63
| TSTATCCN2S01-C | Corporate | Auto | Yes | Yes | 2 | 2 |  | Yes | 91
BASE
Standard Programmable
| TSTATCCSAC01 | Builder | Manual | No | Yes | 1 | 1 | 5 + 2 Day | No | 64
| TSTATCCSHP01 | Builder | Manual | Yes | No | 2 | 1 | 5 + 2 Day | No | 51
| TSTATCCPB501 | Small | Auto | Yes | Yes | 2 | 2 | 5 + 2 Day | No | 49
Standard Non Programmable
| TSTATCCNB001 | Small | Auto | Yes | Yes | 2 | 2 |  | No | 44
| TSTATCCNQ001 | Simple | Manual | Yes | Yes | 1 | 1 |  | Yes | 28
Builders Non Programmable
| TSTATCCBAC01-B | Builder | Manual | No | Yes | 1 | 1 |  | No | 28
| TSTATCCBHP01-B | Builder | Manual | Yes | No | 2 | 1 |  | No | 40
| PRICING IS SUBJECT TO CHANGE WITH 30 DAYS NOTICE. | [8 empty] | Page 9
2007-01-18 | NOT ALL ITEMS WILL BE STOCKED AT ALL LOCATIONS. | [8 empty] | 377-T1S0120R07P0T18V

## Generators
BUILDING TECHNOLOGY SERVICES - (190377)
Automatic Standby Generators
Air-Cooled
|  |  |  | Model # | Description | Price
|  |  |  | ASPAS1CCA007 | 7 Kw | 2591
|  |  |  | ASPAS1CCA012 | 12 Kw | 2977
Note: ASPAS1CCA007 & ASPAS1CCA012 are special order items!
|  |  |  | ASPBY1CCA016 | 16 Kw w/o trans switch | ????
Note: ASPBY1CCA016 is discontinued & may be out of stock!
|  |  |  | ASPBA1CCA016 | 16 Kw | ????
Liquid-Cooled
| Model # | Description | Price
| ASPCA1CCL025 | 25 Kw Aluminum | 10088
| ASPCA1CCL040 | 40 Kw Aluminum | 12845
Accessories
Transfer Switches
Description |  |  |  | Model # |  | Price
100 amp Transfer Switch in NEMA 3R box with Service Disconnect |  |  |  | KGATD0101100 | *** Special Order *** | 393
200 amp Transfer Switch in NEMA 3R box with Service Disconnect |  |  |  | KGATD0201200 | Stocked | 897
Maintenance Kits
(incl oil filter, air filter, spark plugs, spark plug wrench, oil funnel, cleaning towel, maintenance sticker and instruction sheet).
Description |  |  |  | Model # |  | Price
Kit for 7 kW Air-Cooled Unit |  |  |  | KGAMS0405A07 | *** Special Order *** | 35
Kit for 12 & 15 kW Air-Cooled Units |  |  |  | KGAMS0510A15 | Stocked | 41
Kit for 15 kW Liquid-Cooled Unit |  |  |  | KGAMS0101L15 | Stocked | 75
Kit for 25 kW Liquid-Cooled Unit |  |  |  | KGAMS0201L25 | Stocked | 75
Kit for 40 kW Liquid-Cooled Unit |  |  |  | KGAMS0301L40 | Stocked | 82
Circuit Breaker Kit
(Kit is for use on the ASPAS1CCA015 transfer switch only. This breaker is intended to replace the 30 amp transfer switch breaker when
using larger outdoor unit. Kit includes breaker, wire and instructions).
Description |  |  |  | Model # |  | Price
40 amp breaker with wire |  |  |  | KGATB0101A40 | *** Special Order *** | 59
50 amp breaker with wire |  |  |  | KGATB0201A50 | *** Special Order *** | 59
Technical Training Kits
(Kit includes Service Manuals, Service CD, and Spark Tester. For use in Dealer Technical Training Courses).
Description |  |  |  | Model # |  | Price
Carrier Student Kit |  |  |  | 888-557 | Stocked | 69
Carrier Instructor Kit |  |  |  | 888-558 | Stocked | 82
377-T1S0120R07P0T18V
| PRICING IS SUBJECT TO CHANGE WITH 30 DAYS NOTICE. |  |  |  | 2007-01-18
| NOT ALL ITEMS WILL BE STOCKED AT ALL LOCATIONS. |  |  |  |  | Page 10

## Zoning
BUILDING TECHNOLOGY SERVICES - (190377) | [22 empty] | BUILDING TECHNOLOGY SERVICES - (190377)
Carrier Residential System Zoning | [18 empty] | Carrier Residential System Zoning
Comfort Zone II | [18 empty] | Infinity Zoning with Smart Sensors
# of Zones | Zoning Kit Item Number | Price | Room Sensor Item Number | Qty | Price |  | Lightning/Surge Suppressor | Price | Transformer Item Number | Price | Barometric Damper | Price | Zone Damper Item Number | Qty | Price |  | System Price | # of Zones |  | # of Zones | User Interface | Price | Damper Control Item Number | Qty | Price |  | Smart Sensor Item Number | Qty | Price |  | Zone Damper Item Number | Qty | Price |  |  | System Price | # of Zones
[5 empty] | Each | Total | Item Number |  |  |  | Item Number |  |  |  | Each | Total |  |  |  |  | Item Number |  |  |  | Each | Total |  |  | Each | Total |  |  | Each | Total
2 | ZONECC2KIT01-B | 531 |  |  |  |  | 920SURG24-8W | 65 | HT01AW229 | 43 | DAMPBAR14INC | 107 | DAMPRND12INC-B | 2 | 152 | 304 | 1050 | 2 |  | 2 | SYSTXCCUIZ01 | 316 | SYSTXCC4ZC01 | 1 | 365 | 365 | SYSTXCCSMS01 | 1 | 103 | 103 | DAMPRND12INC-B | 2 | 152 | 304 |  | 1088 | 2
3 | ZONECC4KIT01-B | 735 |  |  |  |  | 920SURG24-8W | 65 | HT01AW229 | 43 | DAMPBAR14INC | 107 | DAMPRND12INC-B | 3 | 152 | 456 | 1406 | 3 |  | 3 | SYSTXCCUIZ01 | 316 | SYSTXCC4ZC01 | 1 | 365 | 365 | SYSTXCCSMS01 | 2 | 103 | 206 | DAMPRND12INC-B | 3 | 152 | 456 |  | 1343 | 3
4 | ZONECC4KIT01-B | 735 |  |  |  |  | 920SURG24-8W | 65 | HT01AW229 | 43 | DAMPBAR14INC | 107 | DAMPRND12INC-B | 4 | 152 | 608 | 1558 | 4 |  | 4 | SYSTXCCUIZ01 | 316 | SYSTXCC4ZC01 | 1 | 365 | 365 | SYSTXCCSMS01 | 3 | 103 | 309 | DAMPRND12INC-B | 4 | 152 | 608 |  | 1598 | 4
5 | ZONECC8KIT01-B | 1005 |  |  |  |  | 920SURG24-8W | 65 | HT01AW229 | 43 | DAMPBAR14INC | 107 | DAMPRND12INC-B | 5 | 152 | 760 | 1980 | 5 |  | 5 | SYSTXCCUIZ01 | 316 | SYSTXCC4ZC01 | 2 | 365 | 730 | SYSTXCCSMS01 | 4 | 103 | 412 | DAMPRND12INC-B | 5 | 152 | 760 |  | 2218 | 5
6 | ZONECC8KIT01-B | 1005 |  |  |  |  | 920SURG24-8W | 65 | HT01AW229 | 43 | DAMPBAR14INC | 107 | DAMPRND12INC-B | 6 | 152 | 912 | 2132 | 6 |  | 6 | SYSTXCCUIZ01 | 316 | SYSTXCC4ZC01 | 2 | 365 | 730 | SYSTXCCSMS01 | 5 | 103 | 515 | DAMPRND12INC-B | 6 | 152 | 912 |  | 2473 | 6
7 | ZONECC8KIT01-B | 1005 |  |  |  |  | 920SURG24-8W | 65 | HT01AW229 | 43 | DAMPBAR14INC | 107 | DAMPRND12INC-B | 7 | 152 | 1064 | 2284 | 7 |  | 7 | SYSTXCCUIZ01 | 316 | SYSTXCC4ZC01 | 2 | 365 | 730 | SYSTXCCSMS01 | 6 | 103 | 618 | DAMPRND12INC-B | 7 | 152 | 1064 |  | 2728 | 7
8 | ZONECC8KIT01-B | 1005 |  |  |  |  | 920SURG24-8W | 65 | HT01AW229 | 43 | DAMPBAR14INC | 107 | DAMPRND12INC-B | 8 | 152 | 1216 | 2436 | 8 |  | 8 | SYSTXCCUIZ01 | 316 | SYSTXCC4ZC01 | 2 | 365 | 730 | SYSTXCCSMS01 | 7 | 103 | 721 | DAMPRND12INC-B | 8 | 152 | 1216 |  | 2983 | 8
|  | For smart sensor add | ZONECC0SMS01 | 134 | per sensor.
Weathermaker - Two & Three Zone | [19 empty] | Infinity Zoning with Remote Room Sensors
# of Zones | Zoning Kit Item Number | Price | Thermostat Item Number | Qty | Price |  | Lightning/Surge Suppressor | Price | Transformer Item Number | Price | Barometric Damper | Price | Zone Damper Item Number | Qty | Price |  | System Price | # of Zones |  | # of Zones | User Interface | Price | Damper Control Item Number | Qty | Price |  | Room Sensor Item Number | Qty | Price |  | Zone Damper Item Number | Qty | Price |  |  | System Price | # of Zones
[5 empty] | Each | Total | Item Number |  |  |  | Item Number |  |  |  | Each | Total |  |  |  |  | Item Number |  |  |  | Each | Total |  |  | Each | Total |  |  | Each | Total
Straight Cool ONLY! | [19 empty] | 2 | SYSTXCCUIZ01 | 316 | SYSTXCC4ZC01 | 1 | 365 | 365 | SYSTXCCRRS01 | 1 | 38 | 38 | DAMPRND12INC-B | 2 | 152 | 304 |  | 1023 | 2
2 | ZONECC3ZAC01 | 221 | TSTATCCNAC01-C | 2 | 48 | 96 | 920SURG24-8W | 65 | P201-3401 | 8 | DAMPBAR14INC | 107 | DAMPRND12INC-B | 2 | 152 | 304 | 801 | 2
3 | ZONECC3ZAC01 | 221 | TSTATCCNAC01-C | 3 | 48 | 144 | 920SURG24-8W | 65 | P201-3401 | 8 | DAMPBAR14INC | 107 | DAMPRND12INC-B | 3 | 152 | 456 | 1001 | 3 |  | 3 | SYSTXCCUIZ01 | 316 | SYSTXCC4ZC01 | 1 | 365 | 365 | SYSTXCCRRS01 | 2 | 38 | 76 | DAMPRND12INC-B | 3 | 152 | 456 |  | 1213 | 3
Heat Pump ONLY! | [19 empty] | 4 | SYSTXCCUIZ01 | 316 | SYSTXCC4ZC01 | 1 | 365 | 365 | SYSTXCCRRS01 | 3 | 38 | 114 | DAMPRND12INC-B | 4 | 152 | 608 |  | 1403 | 4
2 | ZONECC3ZHP01 | 221 | TSTATCCNHP01-C | 2 | 63 | 126 | 920SURG24-8W | 65 | P201-3401 | 8 | DAMPBAR14INC | 107 | DAMPRND12INC-B | 2 | 152 | 304 | 831 | 2
3 | ZONECC3ZHP01 | 221 | TSTATCCNHP01-C | 3 | 63 | 189 | 920SURG24-8W | 65 | P201-3401 | 8 | DAMPBAR14INC | 107 | DAMPRND12INC-B | 3 | 152 | 456 | 1046 | 3 |  | 5 | SYSTXCCUIZ01 | 316 | SYSTXCC4ZC01 | 2 | 365 | 730 | SYSTXCCRRS01 | 4 | 38 | 152 | DAMPRND12INC-B | 5 | 152 | 760 |  | 1958 | 5
[20 empty] | 6 | SYSTXCCUIZ01 | 316 | SYSTXCC4ZC01 | 2 | 365 | 730 | SYSTXCCRRS01 | 5 | 38 | 190 | DAMPRND12INC-B | 6 | 152 | 912 |  | 2148 | 6
[20 empty] | 7 | SYSTXCCUIZ01 | 316 | SYSTXCC4ZC01 | 2 | 365 | 730 | SYSTXCCRRS01 | 6 | 38 | 228 | DAMPRND12INC-B | 7 | 152 | 1064 |  | 2338 | 7
[20 empty] | 8 | SYSTXCCUIZ01 | 316 | SYSTXCC4ZC01 | 2 | 365 | 730 | SYSTXCCRRS01 | 7 | 38 | 266 | DAMPRND12INC-B | 8 | 152 | 1216 |  | 2528 | 8
Please Note: You will need to use the Network Interface Module, (SYSTXBBNIM01), if you are interfacing
a Two Speed R22 Unit or Dual Fuel Applications.
PRICING IS SUBJECT TO CHANGE WITH 30 DAYS NOTICE. | [16 empty] | 2007-01-18 | Page 11 |  | PRICING IS SUBJECT TO CHANGE WITH 30 DAYS NOTICE. | [14 empty] | 2007-01-18 |  |  | Page 12
NOT ALL ITEMS WILL BE STOCKED AT ALL LOCATIONS. | [17 empty] | 377-T1S0120R07P0T18V |  | NOT ALL ITEMS WILL BE STOCKED AT ALL LOCATIONS. | [17 empty] | 377-T1S0120R07P0T18V
Scroll to the right for the Infinity Zoning Price Page

## IAQ
BUILDING TECHNOLOGY SERVICES - (190377)
Indoor Air Quality
Product |  |  | Dimensions |  |  |  |  | Accessories
Model Number | Nom. Cfm | Elec | H | W | D | Price |  | Model Number | Description |  | Price
Electronic Air Cleaners
EACBAXCC0014 | 1400 | 120v-1p | 20" | 7-1/4" | 25" | 413 |  | KEBAC0101AAA | Air flow sensor kit (120v models) |  | 59
EACBAXCC0020 | 2000 | 120v-1p | 24-1/2" | 7-1/4" | 25" | 423
EACABXCC2020 | 2000 | 240v-1p | 24-1/2" | 7-1/4" | 21-3/8" | 471
Mechanical Air Cleaner (Cabinet Only)
FILCABCC0016 | 1400 |  | 16" | 5-3/4" | 25" | 46 |  | FILCCCAR0016 | Cartridge filter (Merv 8) |  | 20 | (pair)
FILCABCC0020 | 1700 |  | 20" | 5-3/4" | 25" | 51 |  | FILCCCAR0020 | Cartridge filter (Merv 8) |  | 22 | (pair)
FILCABCC0024 | 2000 |  | 24" | 5-3/4" | 25" | 59 |  | FILCCCAR0024 | Cartridge filter (Merv 8) |  | 23 | (pair)
[8 empty] | EXPXXUNV0016 | EZFLEX Media w/end cap (Merv10) |  | 36 | (each)
[7 empty] | * Cap needed with 1st purchase | EXPXXUNV0020 | EZFLEX Media w/end cap (Merv10) |  | 42 | (each)
[8 empty] | EXPXXUNV0024 | EZFLEX Media w/end cap (Merv10) |  | 46 | (each)
[8 empty] | EXPXXFIL0016 | EZFLEX Media w/o end cap (Merv10) |  | 28 | (each)
[8 empty] | EXPXXFIL0020 | EZFLEX Media w/o end cap (Merv10) |  | 28 | (each)
[8 empty] | EXPXXFIL0024 | EZFLEX Media w/o end cap (Merv10) |  | 38 | (each)
Mechanical Air Cleaner (With Filter)
EZXCABCC1016 | 1600 |  | 16-1/4" | 7-1/8" | 24-7/8" | 139 |  | EXPXXFIL0016 | Repl filter w/o end caps |  | 28
EZXCABCC1020 | 2000 |  | 20-1/4" | 7-1/8" | 24-7/8" | 145 |  | EXPXXFIL0020 | Repl filter w/o end caps |  | 28
Fan Coil High Efficiency Air Filtration System | [8 empty] | Note: Replacement filters are sold in packs of two
FNCCABCC0014 | [5 empty] | 122 |  | FILCCFNC0014 | Replacement Filter 12 x 20 x 4 |  | 17 | (each)
FNCCABCC0017 | [5 empty] | 129 |  | FILCCFNC0017 | Replacement Filter 16 x 20 x 4 |  | 17 | (each)
FNCCABCC0021 | [5 empty] | 133 |  | FILCCFNC0021 | Replacement Filter 19 x 20 x 4 |  | 19 | (each)
FNCCABCC0024 | [5 empty] | 141 |  | FILCCFNC0024 | Replacement Filter 23 x 20 x 4 |  | 21 | (each)
Standard Features:
| Easy Filter Access | [6 empty] | Infinity Furnace Air Purifier (H x W x D)
| Improved IAQ | [6 empty] | GAPAAXCC1625 | 18 3/4 x 11 1/8 x 25 1/4 |  | 683
| Trouble-free Installation | [6 empty] | GAPAAXCC2025 | 21 7/8 x 11 1/8 x 25 1/4 |  | 696
| Merv 8 cleaning efficiency | [6 empty] | GAPCCCAR1625 | Replacement Filter |  | 63
| Nearly Maintenance-free Operation | [6 empty] | GAPCCCAR2025 | Replacement Filter |  | 68
| Sizes available for every AHU | [6 empty] | Infinity Fan Coil Air Purifier (H x W x D)
[8 empty] | GAPABXCC1620 | 17 5/8 x 11 1/4 x 22 1/4 |  | ????
[8 empty] | GAPABXCC2020 | 21 1/8 x 11 1/4 x 22 1/4 |  | ????
UV Lights (Carrier) | [7 empty] | GAPABXCC2420 | 24 5/8 x 11 1/4 x 22 1/4 |  | ????
UVLCC1LP1020 | 1 bulb | 115v-1p |  |  |  | 181 |  | GAPCCCAR1620 | Replacement Filter |  | ????
UVLCC2LP1020 | 2 bulb | 115v-1p |  |  |  | 362 |  | GAPCCCAR2020 | Replacement Filter |  | ????
UVLXXRPL1020 | Replacement bulb |  |  |  |  | 87 |  | GAPCCCAR2420 | Replacement Filter |  | ????
UVLCC1LP3020 | 1 bulb | 208/230v |  |  |  | 183 |  | Note: AFS-222 req'd with Air Purifier @ $31
UVLCC2LP3020 | 2 bulb | 208/230v |  |  |  | 364
UVLXXRPL3020 | Replacement bulb |  |  |  |  | 120 |  | COALMCCNRB01 | Carbon Monoxide Alarm |  | ????
[8 empty] | KVAFK0101150 | 1150 Replacement filter (ERV) |  | 15
[8 empty] | KVAFK0201200 | 1200 Replacement filter (ERV) |  | 19
Energy Recovery Ventilator | [7 empty] | KLACN0101BLC | Basic control |  | 134
ERVCCLHU1150 | 123 - 154 | 120v-1p | 20" | 30-1/4" | 15" | 875 |  | KVAAC0101FIR | Fan coil interlock relay |  | 39
ERVCCLHU1200 | 178 - 198 | 120v-1p | 20" | 30-1/4" | 18-7/8" | 1068 |  | KVAAC0101KIT | Balancing kit |  | 539
PRICING IS SUBJECT TO CHANGE WITH 30 DAYS NOTICE. | [10 empty] | 2007-01-18 | Page 13
NOT ALL ITEMS WILL BE STOCKED AT ALL LOCATIONS. | [8 empty] | 377-T1S0120R07P0T18V
BUILDING TECHNOLOGY SERVICES - (190377)
|  | FILTER HOUSINGS |  |  |  | REPL FILTER CARTRIDGE
|  | FNCCABCC0014 | FNCCABCC0017 | FNCCABCC0021 | FNCCABCC0024 | FILCCFNC0014 |  | FILCCFNC0017 | FILCCFNC0021 | FILCCFNC0024
| PRICES (each) | 122 | 129 | 133 | 141 | 17 |  | 17 | 19 | 21
INFINITY
FE4ANF002 |  |  | X |  |  |  |  | X
FE4ANF003 |  |  |  | X |  |  |  |  | X
FE4ANF005 |  |  |  | X |  |  |  |  | X
FE4ANF006 |  |  |  |  | X |  |  |  |  | X
PERFORMANCE
FV4BNF002 |  |  | X |  |  |  |  | X
FV4BNF003 |  |  |  | X |  |  |  |  | X
FV4BNF005 |  |  |  | X |  |  |  |  | X
FV4BNF006 |  |  |  |  | X |  |  |  |  | X
FK4DNF001 |  |  | X |  |  |  |  | X
FK4DNF002 |  |  | X |  |  |  |  | X
FK4DNF003 |  |  |  | X |  |  |  |  | X
FK4DNF005 |  |  |  | X |  |  |  |  | X
FK4DNB006 |  |  |  |  | X |  |  |  |  | X
COMFORT
FX4CNF018 |  | X |  |  |  | X
FX4CNF024 |  |  | X |  |  |  |  | X
FX4CNF030 |  |  | X |  |  |  |  | X
FX4CNF036 |  |  |  | X |  |  |  |  | X
FX4CNF042 |  |  |  | X |  |  |  |  | X
FX4CNF048 |  |  |  | X |  |  |  |  | X
FX4CNF060 |  |  |  |  | X |  |  |  |  | X
FC4DNF018 |  | X
FC4DNF024 |  |  | X |  |  | X
FC4DNF030 |  |  | X |  |  |  |  | X
FC4DNF036 |  |  |  | X |  |  |  | X
FC4DNF042 |  |  |  | X |  |  |  |  | X
FC4DNF048 |  |  |  | X |  |  |  |  | X
FC4DNF060 |  |  |  |  | X |  |  |  | X
BASE
FA4CNF018 |  | X |  |  |  | X
FA4CNF024 |  |  | X
FA4CNF030 |  |  | X |  |  |  |  | X
FA4CNF036 |  |  |  | X |  |  |  |  | X
FA4CNF042 |  |  |  | X |  |  |  |  | X
FA4CNF048 |  |  |  | X |  |  |  |  | X
FA4CNF060 |  |  |  |  | X |  |  |  |  | X
FY4ANF018 |  | X |  |  |  | X
FY4ANF024 |  |  | X
FY4ANF030 |  |  | X |  |  |  |  | X
FY4ANF036 |  |  |  | X |  |  |  |  | X
FY4ANF042 |  |  |  | X |  |  |  |  | X
FY4ANF048 |  |  |  | X |  |  |  |  | X
FY4ANF060 |  |  |  |  | X |  |  |  |  | X
2007-01-18 | [9 empty] | Page 14
377-T1S0120R07P0T18V

## Warranties
2007 Optional Extended Warranty Pricing
(Effective February 1st, 2007).
PLAN A - $75 LABOR RATE
| Year 2 Labor Only | Year 6-10 Parts Only |  |  | Year 2-5 Parts & Labor | Year 2-10 Labor w/ 6-10 Parts | Year 1-5 Parts & Labor | Year 1-10 Labor w/ 6-10 Parts
| 366 Day Start |  |  |  | 366 Day Start | 366 Day Start | 31 Day Start | 31 Day Start
| R22 & Puron | Puron Only |  |  | R22 & Puron | Puron Only | R22 & Puron | Puron Only
COOLING, HEATING PRODUCTS
AC+FanCoil/Evap Coil System * ~ | 72.645 | 52.8 |  |  | 172.5 | 391.5 | 186.3 | 426.735
AC+Furnace+Evap Coil System* ~ | 72.645 | 76.8 |  |  | 187.5 | 404.55 | 200.625 | 440.9595
HP+FanCoil/Evap Coil System* ~ | 72.645 | 60.8 |  |  | 210 | 517.5 | 222.6 | 553.725
HP+Furnace+Evap Coil System* ~ | 72.645 | 88 |  |  | 217.5 | 532.5 | 232.725 | 580.425
0-5 Ton Packaged AC* ~ | 72.645 | 76.8 |  |  | 172.5 | 391.5 | 186.3 | 426.735
0-5 Ton Packaged HP* ~ | 72.645 | 88 |  |  | 210 | 517.5 | 222.6 | 553.725
Gas/Electric Packaged Unit* ~ | 72.645 | 76.8 |  |  | 187.5 | 404.55 | 200.625 | 440.9595
Hybrid Heat Packaged Unit* ~ | 99 | 168 |  |  | 315 | 630 | 333.9 | 686.7
Air conditioner ~ |  | 35.2 |  |  | 135 | 277.5 | 143.1 | 297
Heat Pump ~ |  | 51.2 |  |  | 172.5 | 442.5 | 186.3 | 457.5
Gas Furnace/Oil Furnace |  | 48 |  |  | 120 | 247.5 | 129.6 | 269.775
Boiler |  | 48 |  |  | 127.5 | 255 | 137.7 | 277.95
SYSTEM, IAQ PRODUCTS
Infinity Air Purifier |  | 65.6 |  |  | 52.5 | 112.2 | 56.7 | 121.176
EAC, or Humidifier or UV Light *** |  | 48 |  |  | 45 | 99 | 48.6 | 106.92
ERV/HRV |  | 104 |  |  | 75 | 184.8 | 81 | 199.584
Infinity 4 & 8 Zone*^ |  | 228.8 |  |  | 247.5 | 540 | 259.875 | 577.8
Comfort Zone II 2, 4, 8 Zone |  | 201.6 |  |  | 232.5 | 480 | 246.45 | 513.6
COMPRESSOR ONLY
Air Conditioner |  | 76.8 |  |  | 66.975 | 157.5 | 70.3238 | 170.1
HP or Hybrid Heat Packaged Product |  | 100.8 |  |  | 75 | 232.5 | 81 | 246.45
Gas/Electric Packaged Product |  | 76.8 |  |  | 66.975 | 157.5 | 70.3238 | 170.1
GENERATORS
Air-Cooled Generators |  | 96 |  |  | 332.1
Liquid-Cooled Generators |  | 136 |  |  | 429.3
3 PHASE UNITS ONLY
Air conditioner ~ |  | 44.8
Heat Pump ~ |  | 60.8
R22 SMALL PACKAGE PRODUCTS
0-5 Ton Packaged AC* ~ | 72.645 | 105.3333 |  |  | 172.5 | 504 | 186.3 | 539.235
0-5 Ton Packaged HP* ~ | 72.645 | 117.3333 |  |  | 210 | 630 | 222.6 | 666.225
0-5 Ton Gas/Electric Packaged Unit* ~ | 72.645 | 105.3333 |  |  | 187.5 | 517.05 | 200.625 | 553.4595
0-5 Ton Hybrid Heat Packaged Unit* ~ | 99 | 197.3333 |  |  | 315 | 742.5 | 333.9 | 799.2
R22 SMALL PACKAGE PRODUCTS
0-5 Ton Compressor Only (all pkg units) |  | 114.6667 |  |  | 75 | 292.5 | 81.25 | 306.25
* [Thermostat, Infinity Control, Electronic Air Cleaner, Humidifier, UV Light, Strip Heater] only can be added to the
"system" at no additional charge when included with registration. Infinity Air Purifier, zoning should be added separately at an additional charge
~ Excludes compressor parts, includes compressor labor only; includes condenser coil
^ Dampers included (does not include labor for modifications to dwelling to access dampers); Includes Network Interface Module
*** UV Light includes only control, not lamp; EAC stands for Electronic Air Cleaner
To qualify for system purchase, all equipment must be manufactured by Carrier and branded Carrier; System includes [outdoor unit+indoor unit] + tstat
PLAN B - $90 LABOR RATE
| Year 2 Labor Only | Year 6-10 Parts Only |  |  | Year 2-5 Parts & Labor | Year 2-10 Labor w/ 6-10 Parts | Year 1-5 Parts & Labor | Year 1-10 Labor w/ 6-10 Parts
| 366 Day Start |  |  |  | 366 Day Start | 366 Day Start | 31 Day Start | 31 Day Start
| R22 & Puron | Puron Only |  |  | R22 & Puron | Puron Only | R22 & Puron | Puron Only
COOLING, HEATING PRODUCTS
AC+FanCoil/Evap Coil System * ~ | 92.8 | 52.8 |  |  | 200 | 480 | 216 | 528
AC+Furnace+Evap Coil System* ~ | 92.8 | 76.8 |  |  | 216 | 496 | 233.28 | 545.6
HP+FanCoil/Evap Coil System* ~ | 92.8 | 60.8 |  |  | 240 | 592 | 259.2 | 651.2
HP+Furnace+Evap Coil System* ~ | 92.8 | 88 |  |  | 248 | 624 | 267.84 | 686.4
0-5 Ton Packaged AC* ~ | 92.8 | 76.8 |  |  | 200 | 480 | 216 | 528
0-5 Ton Packaged HP* ~ | 92.8 | 88 |  |  | 240 | 592 | 259.2 | 651.2
Gas/Electric Packaged Unit* ~ | 92.8 | 76.8 |  |  | 216 | 496 | 233.28 | 545.6
Hybrid Heat Packaged Unit* ~ | 120 | 168 |  |  | 360 | 760 | 388.8 | 836
Air conditioner ~ |  | 35.2 |  |  | 152 | 320 | 164.16 | 352
Heat Pump ~ |  | 51.2 |  |  | 200 | 488 | 216 | 536.8
Gas Furnace/Oil Furnace |  | 48 |  |  | 144 | 304 | 155.52 | 334.4
Boiler |  | 48 |  |  | 152 | 312 | 164.16 | 343.2
SYSTEM, IAQ PRODUCTS
Infinity Air Purifier |  | 65.6 |  |  | 64 | 136 | 69.12 | 146.88
EAC, or Humidifier or UV Light *** |  | 48 |  |  | 56 | 120 | 60.48 | 129.6
ERV/HRV |  | 104 |  |  | 88 | 224 | 95.04 | 241.92
Infinity 4 & 8 Zone*^ |  | 228.8 |  |  | 280 | 616 | 302.4 | 665.28
Comfort Zone II 2, 4, 8 Zone |  | 201.6 |  |  | 264 | 552 | 285.12 | 596.16
COMPRESSOR ONLY
Air Conditioner |  | 76.8 |  |  | 75.2 | 184 | 81.216 | 198.72
HP or Hybrid Heat Packaged Product |  | 100.8 |  |  | 88 | 264 | 95.04 | 285.12
Gas/Electric Packaged Product |  | 76.8 |  |  | 75.2 | 184 | 81.216 | 198.72
GENERATORS
Air-Cooled Generators |  | 96 |  |  | 380.16
Liquid-Cooled Generators |  | 136 |  |  | 492.48
3 PHASE UNITS ONLY
Air conditioner ~ |  | 44.8
Heat Pump ~ |  | 60.8
R22 SMALL PACKAGE PRODUCTS
0-5 Ton Packaged AC* ~ | 92.8 | 105.3333 |  |  | 200 | 600 | 216 | 648
0-5 Ton Packaged HP* ~ | 92.8 | 117.3333 |  |  | 240 | 712 | 259.2 | 771.2
0-5 Ton Gas/Electric Packaged Unit* ~ | 92.8 | 105.3333 |  |  | 216 | 616 | 233.28 | 665.6
0-5 Ton Hybrid Heat Packaged Unit* ~ | 120 | 197.3333 |  |  | 360 | 880 | 388.8 | 956
R22 SMALL PACKAGE PRODUCTS
0-5 Ton Compressor Only (all pkg units) |  | 114.6667 |  |  | 88 | 328 | 94.6667 | 346.6667
* [Thermostat, Infinity Control, Electronic Air Cleaner, Humidifier, UV Light, Strip Heater] only can be added to the
"system" at no additional charge when included with registration. Infinity Air Purifier, zoning should be added separately at an additional charge
~ Excludes compressor parts, includes compressor labor only; includes condenser coil
^ Dampers included (does not include labor for modifications to dwelling to access dampers); Includes Network Interface Module
*** UV Light includes only control, not lamp; EAC stands for Electronic Air Cleaner
To qualify for system purchase, all equipment must be manufactured by Carrier and branded Carrier; System includes [outdoor unit+indoor unit] + tstat
PLAN C - $110 LABOR RATE
| Year 2 Labor Only | Year 6-10 Parts Only |  |  | Year 2-5 Parts & Labor | Year 2-10 Labor w/ 6-10 Parts | Year 1-5 Parts & Labor | Year 1-10 Labor w/ 6-10 Parts
| 366 Day Start |  |  |  | 366 Day Start | 366 Day Start | 31 Day Start | 31 Day Start
| R22 & Puron | Puron Only |  |  | R22 & Puron | Puron Only | R22 & Puron | Puron Only
COOLING, HEATING PRODUCTS
AC+FanCoil/Evap Coil System * ~ | 134.2286 | 52.8 |  |  | 257.1429 | 668.5714 | 277.7143 | 725.4
AC+Furnace+Evap Coil System* ~ | 134.2286 | 76.8 |  |  | 277.7143 | 690.8571 | 299.9314 | 749.58
HP+FanCoil/Evap Coil System* ~ | 134.2286 | 60.8 |  |  | 308.5714 | 792.8571 | 333.2571 | 860.25
HP+Furnace+Evap Coil System* ~ | 134.2286 | 88 |  |  | 318.8571 | 835.7143 | 344.3657 | 906.75
0-5 Ton Packaged AC* ~ | 134.2286 | 76.8 |  |  | 257.1429 | 668.5714 | 277.7143 | 725.4
0-5 Ton Packaged HP* ~ | 134.2286 | 88 |  |  | 308.5714 | 792.8571 | 333.2571 | 860.25
Gas/Electric Packaged Unit* ~ | 134.2286 | 76.8 |  |  | 277.7143 | 690.8571 | 299.9314 | 749.58
Hybrid Heat Packaged Unit* ~ | 173.5714 | 168 |  |  | 462.8571 | 1001.5714 | 499.8857 | 1086.705
Air conditioner ~ |  | 35.2 |  |  | 187.2857 | 411.4286 | 202.2686 | 446.4
Heat Pump ~ |  | 51.2 |  |  | 246.4286 | 585.6 | 266.1429 | 635.376
Gas Furnace/Oil Furnace |  | 48 |  |  | 177.4286 | 407.1429 | 191.6229 | 441.75
Boiler |  | 48 |  |  | 187.2857 | 401.1429 | 202.2686 | 435.24
SYSTEM, IAQ PRODUCTS
Infinity Air Purifier |  | 65.6 |  |  | 82.2857 | 174.8571 | 88.8686 | 189.72
EAC, or Humidifier or UV Light *** |  | 48 |  |  | 72 | 154.2857 | 77.76 | 167.4
ERV/HRV |  | 104 |  |  | 113.1429 | 288 | 122.1943 | 312.48
Infinity 4 & 8 Zone*^ |  | 228.8 |  |  | 330 | 726 | 356.4 | 787.71
Comfort Zone II 2, 4, 8 Zone |  | 201.6 |  |  | 311.1429 | 650.5714 | 336.0343 | 705.87
COMPRESSOR ONLY
Air Conditioner |  | 76.8 |  |  | 96.6857 | 236.5714 | 104.4206 | 256.68
HP or Hybrid Heat Packaged Product |  | 100.8 |  |  | 113.1429 | 339.4286 | 122.1943 | 368.28
Gas/Electric Packaged Product |  | 76.8 |  |  | 96.6857 | 236.5714 | 104.4206 | 256.68
GENERATORS
Air-Cooled Generators |  | 96 |  |  | 488.7771
Liquid-Cooled Generators |  | 136 |  |  | 633.1886
3 PHASE UNITS ONLY
Air conditioner ~ |  | 44.8
Heat Pump ~ |  | 60.8
R22 SMALL PACKAGE PRODUCTS
0-5 Ton Packaged AC* ~ | 134.2286 | 105.3333 |  |  | 257.1429 | 797.1429 | 277.7143 | 853.9714
0-5 Ton Packaged HP* ~ | 134.2286 | 117.3333 |  |  | 308.5714 | 921.4286 | 333.2571 | 988.8214
0-5 Ton Gas/Electric Packaged Unit* ~ | 134.2286 | 105.3333 |  |  | 277.7143 | 819.4286 | 299.9314 | 878.1514
0-5 Ton Hybrid Heat Packaged Unit* ~ | 173.5714 | 197.3333 |  |  | 462.8571 | 1130.1429 | 499.8857 | 1215.2764
R22 SMALL PACKAGE PRODUCTS
0-5 Ton Compressor Only (all pkg units) |  | 114.6667 |  |  | 112.8571 | 408.5714 | 121.4286 | 437.1429
* [Thermostat, Infinity Control, Electronic Air Cleaner, Humidifier, UV Light, Strip Heater] only can be added to the
"system" at no additional charge when included with registration. Infinity Air Purifier, zoning should be added separately at an additional charge
~ Excludes compressor parts, includes compressor labor only; includes condenser coil
^ Dampers included (does not include labor for modifications to dwelling to access dampers); Includes Network Interface Module
*** UV Light includes only control, not lamp; EAC stands for Electronic Air Cleaner
To qualify for system purchase, all equipment must be manufactured by Carrier and branded Carrier; System includes [outdoor unit+indoor unit] + tstat
PLAN D - $130 LABOR RATE
| Year 2 Labor Only | Year 6-10 Parts Only |  |  | Year 2-5 Parts & Labor | Year 2-10 Labor w/ 6-10 Parts | Year 1-5 Parts & Labor | Year 1-10 Labor w/ 6-10 Parts
| 366 Day Start |  |  |  | 366 Day Start | 366 Day Start | 31 Day Start | 31 Day Start
| R22 & Puron | Puron Only |  |  | R22 & Puron | Puron Only | R22 & Puron | Puron Only
COOLING, HEATING PRODUCTS
AC+FanCoil/Evap Coil System * ~ | 167.04 | 52.8 |  |  | 310.7143 | 776.5714 | 335.5714 | 846.4629
AC+Furnace+Evap Coil System* ~ | 167.04 | 76.8 |  |  | 335.5714 | 791.8286 | 362.4171 | 863.0931
HP+FanCoil/Evap Coil System* ~ | 167.04 | 60.8 |  |  | 372.8571 | 945.0857 | 402.6857 | 1030.1434
HP+Furnace+Evap Coil System* ~ | 167.04 | 88 |  |  | 385.2857 | 996.1714 | 416.1086 | 1085.8269
0-5 Ton Packaged AC* ~ | 167.04 | 76.8 |  |  | 310.7143 | 776.5714 | 335.5714 | 846.4629
0-5 Ton Packaged HP* ~ | 167.04 | 88 |  |  | 372.8571 | 945.0857 | 402.6857 | 1030.1434
Gas/Electric Packaged Unit* ~ | 167.04 | 76.8 |  |  | 335.5714 | 791.8286 | 362.4171 | 863.0931
Hybrid Heat Packaged Unit* ~ | 216 | 168 |  |  | 559.2857 | 1180.7143 | 604.0286 | 1286.9786
Air conditioner ~ |  | 35.2 |  |  | 228 | 497.1429 | 246.24 | 541.8857
Heat Pump ~ |  | 51.2 |  |  | 300 | 705.8571 | 324 | 769.3843
Gas Furnace/Oil Furnace |  | 48 |  |  | 216 | 472.2857 | 233.28 | 514.7914
Boiler |  | 48 |  |  | 228 | 484.7143 | 246.24 | 528.3386
SYSTEM, IAQ PRODUCTS
Infinity Air Purifier |  | 65.6 |  |  | 99.4286 | 211.2857 | 107.3829 | 230.3014
EAC, or Humidifier or UV Light *** |  | 48 |  |  | 87 | 186.4286 | 93.96 | 203.2071
ERV/HRV |  | 104 |  |  | 136.7143 | 348 | 147.6514 | 379.32
Infinity 4 & 8 Zone*^ |  | 228.8 |  |  | 375 | 825 | 405 | 899.25
Comfort Zone II 2, 4, 8 Zone |  | 201.6 |  |  | 353.5714 | 739.2857 | 381.8571 | 805.8214
COMPRESSOR ONLY
Air Conditioner |  | 76.8 |  |  | 116.8286 | 285.8571 | 126.1749 | 311.5843
HP or Hybrid Heat Packaged Product |  | 100.8 |  |  | 136.7143 | 410.1429 | 147.6514 | 447.0557
Gas/Electric Packaged Product |  | 76.8 |  |  | 116.8286 | 285.8571 | 126.1749 | 311.5843
GENERATORS
Air-Cooled Generators |  | 96 |  |  | 590.6057 | #VALUE!
Liquid-Cooled Generators |  | 136 |  |  | 765.1029 | #VALUE!
3 PHASE UNITS ONLY
Air conditioner ~ |  | 44.8
Heat Pump ~ |  | 60.8
R22 SMALL PACKAGE PRODUCTS
0-5 Ton Packaged AC* ~ | 167.04 | 105.3333 |  |  | 310.7143 | 905.1429 | 335.5714 | 975.0343
0-5 Ton Packaged HP* ~ | 167.04 | 117.3333 |  |  | 372.8571 | 1073.6571 | 402.6857 | 1158.7149
0-5 Ton Gas/Electric Packaged Unit* ~ | 167.04 | 105.3333 |  |  | 335.5714 | 920.4 | 362.4171 | 991.6646
0-5 Ton Hybrid Heat Packaged Unit* ~ | 216 | 197.3333 |  |  | 559.2857 | 1309.2857 | 604.0286 | 1415.55
R22 SMALL PACKAGE PRODUCTS
0-5 Ton Compressor Only (all pkg units) |  | 114.6667 |  |  | 137.1429 | 478.5714 | 147.1429 | 515.7143
* [Thermostat, Infinity Control, Electronic Air Cleaner, Humidifier, UV Light, Strip Heater] only can be added to the
"system" at no additional charge when included with registration. Infinity Air Purifier, zoning should be added separately at an additional charge
~ Excludes compressor parts, includes compressor labor only; includes condenser coil
^ Dampers included (does not include labor for modifications to dwelling to access dampers); Includes Network Interface Module
*** UV Light includes only control, not lamp; EAC stands for Electronic Air Cleaner
To qualify for system purchase, all equipment must be manufactured by Carrier and branded Carrier; System includes [outdoor unit+indoor unit] + tstat
Products Covered by Optional Extended Warranty
|  |  | Year 2 Labor Only | Year 6-10 Parts Only | Year 2-5 Parts & Labor | Year 2-10 Labor w/ 6-10 Parts | Year 1-5 Parts & Labor | Year 1-10 Labor w/ 6-10 Parts
|  |  | 366 Day Start |  | 366 Day Start | 366 Day Start | 31 Day Start | 31 Day Start
|  |  | R22 & Puron | Puron Only | R22 & Puron | Puron Only | R22 & Puron | Puron Only
SPLIT AIR CONDITIONERS
Puron: 38EZ, 38ET, 38ES, 38TDB, 38TS, 38TX, 38TZ, 38TP, 38HDC |  |  | X | X | X | X | X | X
Puron: 38HDL, 38HDR, 24ABA, 24ACA, 24APA, 24ANA |  |  | X | X | X | X | X | X
R-22: 38BR, 38CK, 38CM, 38TK, 38TR, 38TU, 24ABR, 24ACR |  |  | X | - | X | - | X | -
SPLIT HEAT PUMPS
Puron: 38EY, 38SY, 38YDB, 38YX, 38YZ, 38QRR |  |  | X | X | X | X | X | X
Puron: 25HBA, 25HCA, 25HPA, 25HNA |  |  | X | X | X | X | X | X
R-22: 38AY, 38BY, 38YC, 38YK, 38YR, 38YS, 25HBR, 25HCR |  |  | X | - | X | - | X | -
GAS FURNACES
58UVB, 58MVB, 58MTB, 58MXB, 58MCB |  |  | X | X | X | X | X | X
58CVA, 58CVX, 58CTA, 58CTX, 58DLA, 58DLX, 58STX, 58STA |  |  | X | X | X | X | X | X
FAN COILS
Puron: FE, FV, FX, FY, FF(P) |  |  | X | X | X | X | X | X
R-22: FK, FA, FB, FC, FH, FF(E) |  |  | X | - | X | - | X | -
FURNACE COILS
Puron: CK5P, CAP, CNP, CSP |  |  | X | X | X | X | X | X
R-22: CC5, CD5, CE5, CF5, CK3, CK5A/B, CAR, CNR, CSR |  |  | X | - | X | - | X | -
OIL FURNACES
58CLA, 58CMA, 58CLR, 58CMR, 58VLR, 58VMR |  |  | X | X | X | X | X | X
BOILERS
All BW and BS series |  |  | X | X | X | X | X | X
PURON® REFRIGERANT SMALL PACKAGED PRODUCTS (0-5 TONS)
50JZ, 50EZ, 50XZ, 50CR, 50DT, 50XT, 48GP, 48ES, 48XP, 48CE, 48DU, 48XL |  |  | X | X | X | X | X | X
50GL, 50ES, 50XP, 50CE, 50XL, 50DU, 48JZ, 48XZ, 48EZ, 48DT, 48XT |  |  | X | X | X | X | X | X
ZONING
SYSTXCCUIZ01-A (NIM, SAM, and control board included) |  |  | - | X | X | X | X | X
ZONECC2KIT01-B, ZONECC4KIT01-B, ZONECC8KIT01-B |  |  | - | X | X | X | X | X
ZONECC3ZAC01, ZONECC3ZHP01 |  |  | - | X | X | X | X | X
ZONEKIT2ZCAR, ZONECC3ZCAR |  |  | - | X | X | X | X | X
IAQ PRODUCTS
Purifiers, Air Cleaners: GAPA, EAC |  |  | - | X | X | X | X | X
Heat & Energy Recovery Ventilators: HRV, ERV |  |  | - | X | X | X | X | X
UV Lights: UVLCC |  |  | - | X | X | X | X | X
Humidifiers: All HUM series |  |  | - | X | X | X | X | X
CONTROLS, THERMOSTATS
SYSTXCCUID01-A, SYSTXCCSMS01, SYSTXCCRMS01 |  |  | - | X | X | X | X | X
All Carrier brand thermostats |  |  | - | X | X | X | X | X
|  |  |  | Year 3-5 Parts Only | Year 3-5 Parts & Labor
|  |  |  | 731 Day Start | 731 Day Start
GENERATORS
ASPA, ASPB, ASPC, ASPD, KGAT |  |  | - | X | X | -
Year 2-5 Parts Only
366 Day Start
|  |  | - | R22 & Puron
3 PHASE UNITS ONLY
Air conditioner - 3 phase version of above AC model numbers |  |  | - | X
Heat Pump - 3 phase version of above HP model numbers |  |  | - | X
|  |  | Year 2 Labor Only | Year 6-10 Parts Only | Year 2-5 Parts & Labor | Year 2-10 Labor w/ 6-10 Parts | Year 1-5 Parts & Labor | Year 1-10 Labor w/ 6-10 Parts
|  |  | 366 Day Start |  | 366 Day Start | 366 Day Start | 31 Day Start | 31 Day Start
|  |  | R22 Only | R22 Only | R22 Only | R22 Only | R22 Only | R22 Only
R-22 SMALL PACKAGED PRODUCTS
50JS, 50JX, 50ZH, 50ZHA, 50SZ, 48GS, 48GX, 48SD |  |  | X | X | X | X | X | X
50GS, 50GX, 50SX, 50ZP, 50ZPA, 50SD, 48SZ |  |  | X | X | X | X | X | X

## 24ABA3
|  |  | BASE 13 Seer Air Conditioner, Model 24ABA3 with Puron® Refrigerant | [11 empty] | -1 | 36 | d | f | j
Sound as low as 76 dBA
Field Installed 8 cu. in. Filter Drier
Front Seating Service Valves
Internal Pressure Relief Valve
Dense wire coil guard
Standard 5-year limited warranty on all parts and 5-year limited warranty on compressor
BUILDING TECHNOLOGY SERVICES - (190377)
Ton | Outdoor Unit (WxDxH) (Weight) | Liquid Line | Vapor Line | Price | Indoor Unit | Price | Indoor Dimensions (HxWxD) In (Weight) lbs | KW | Price | MBH | Sens | SEER | System Price | ARI Ref#
1.5 | 24ABA318A003 | 3/8 | 5/8 | 833 | FF1ENP018005 | 480 | (38 1/16x22 1/8x15 3/16) (90) | KFCEH0501N05 | 46 | 17.4 |  | 13 | 1359 | 739883
| (25 3/4 x 25 3/4 x 25) (146) |  |  |  | FF1ENP024005 | 493 | (38 1/16x22 1/8x15 3/16) (92) | KFCEH0501N05 | 46 | 17.6 |  | 13.2 | 1372 | 738054
[5 empty] | FY4ANF018000 | 363 | (42 11/16x14 5/16x22 1/16) (100) | KFCEH0501N05 | 46 | 17.4 | 13.2 | 13 | 1242 | 741241
[5 empty] | FX4CNF018000 | 577 | (42 11/16x14 5/16x22 1/16) (100) | KFCEH0501N05 | 46 | 17.6 | 13.5 | 14 | 1456 | 738280
[5 empty] | FV4BNF002000 | 835 | (42 11/16x17 5/8x22 1/16) (135) | KFCEH0501N05 | 46 | 17.8 | 13.6 | 14.0 | 1714 | 738162
2 | 24ABA324A003 | 3/8 | 5/8 | 872 | FF1ENP024005 | 493 | (38 1/16x22 1/8x15 3/16) (92) | KFCEH0501N05 | 46 | 22.6 |  | 13 | 1411 | 741817
| (25 3/4 x 25 3/4 x 25) (146) |  |  |  | FF1ENP030075 | 568 | (38 1/16x22 1/8x15 3/16) (95) | KFCEH0501N05 | 46 | 22.6 |  | 13 | 1486 | 741285
[5 empty] | FY4ANF024000 | 387 | (47 11/16x17 5/8x22 1/16) (117) | KFCEH0501N05 | 46 | 22.6 | 17.5 | 13 | 1305 | 743095
[5 empty] | FX4CNF024000 | 603 | (47 11/16x17 5/8x22 1/16) (117) | KFCEH0501N05 | 46 | 23.0 | 17.8 | 14 | 1521 | 743131
[5 empty] | FV4BNF002000 | 835 | (42 11/16x17 5/8x22 1/16) (135) | KFCEH0501N05 | 46 | 23.0 | 17.8 | 14 | 1753 | 737637
[5 empty] | FV4BNF003000 | 916 | (53 7/16x21 1/8x22 1/16) (150) | KFCEH0501N05 | 46 | 23.0 |  | 14.0 | 1834 | 739686
2.5 | 24ABA330A003 | 3/8 | 3/4 | 984 | FF1ENP030075 | 568 | (38 1/16x22 1/8x15 3/16) (95) | KFCEH0501N05 | 46 | 27.4 |  | 13 | 1598 | 741416
| (25 3/4 x 25 3/4 x 28 3/8) (155) |  |  |  | FF1ENP036011 | 627 | (43 3/16x22 1/8x18 3/8) (110) | KFCEH0501N05 | 46 | 28.0 |  | 13.2 | 1657 | 741845
[5 empty] | FY4ANF030000 | 432 | (47 11/16x17 5/8x22 1/16) (120) | KFCEH0501N05 | 46 | 27.6 | 21.7 | 13 | 1462 | 741943
[5 empty] | FX4CNF030000 | 646 | (49 5/8x17 5/8x22 1/16) (122) | KFCEH0901N10 | 60 | 28.0 |  | 13.5 | 1690 | 743274
[5 empty] | FV4BNF003000 | 916 | (53 7/16x21 1/8x22 1/16) (150) | KFCEH0501N05 | 46 | 28.0 | 21.9 | 14 | 1946 | 739969
[5 empty] | FV4BNF005000 | 1087 | (53 7/16x21 1/8x22 1/16) (172) | KFCEH0801N08 | 53 | 28.8 |  | 14.0 | 2124 | 742854
3 | 24ABA336A003 | 3/8 | 3/4 | 1062 | FF1ENP036011 | 627 | (43 3/16x22 1/8x18 3/8) (110) | KFCEH0901N10 | 60 | 33.8 |  | 13 | 1749 | 742251
| (25 3/4 x 25 3/4 x 35 1/4) (175) |  |  |  | FY4ANF036000 | 509 | (53 7/16x21 1/8x22 1/16) (144) | KFCEH0901N10 | 60 | 33.8 | 26.3 | 13 | 1631 | 738210
[5 empty] | FY4ANB060000 | 753 | (59 3/16x24x22 1/16) (198) | KFCEH0901N10 | 60 | 56.5 |  | 13 | 1875 | 736597
[5 empty] | FX4CNF042000 | 792 | (49 5/8x21 1/8x22 1/16) (150) | KFCEH0901N10 | 60 | 34.8 |  | 14 | 1914 | 742972
[5 empty] | FV4BNF003000 | 916 | (53 7/16x21 1/8x22 1/16) (150) | KFCEH0901N10 | 60 | 34.0 | 26.6 | 14 | 2038 | 742294
3.5 | 24ABA342A003 | 3/8 | 7/8 | 1112 | FY4ANF042000 | 579 | (49 5/8x21 1/8x22 1/16) (150) | KFCEH0901N10 | 60 | 41.0 | 31.5 | 13 | 1751 | 736793
| (31 1/4 x 31 1/4 x 32 1/4) (218) |  |  |  | FX4CNF048000 | 836 | (53 7/16x21 1/8x22 1/16) (170) | KFCEH0901N10 | 60 | 42.5 | 32.8 | 14 | 2008 | 737899
[5 empty] | FV4BNF005000 | 1087 | (53 7/16x21 1/8x22 1/16) (172) | KFCEH0901N10 | 60 | 41.5 | 31.8 | 14 | 2259 | 742163
[5 empty] | FV4BNB006000 | 1158 | (59 3/16x24 11/16x22 1/16) (207) | KFCEH3001F15 | 100 | 42.5 |  | 14.0 | 2370 | 742797
4 | 24ABA348A003 | 3/8 | 7/8 | 1304 | FY4ANF048000 | 661 | (53 7/16x21 1/8x22 1/16) (170) | KFCEH0901N10 | 60 | 46.0 | 34.4 | 13 | 2025 | 740937
| (31 1/4 x 31 1/4 x 39 1/8) (235) |  |  |  | FX4CNF048000 | 836 | (53 7/16x21 1/8x22 1/16) (170) | KFCEH0901N10 | 60 | 47.0 |  | 13.5 | 2200 | 736938
[5 empty] | FV4BNF005000 | 1087 | (53 7/16x21 1/8x22 1/16) (172) | KFCEH0901N10 | 60 | 46.5 | 34.7 | 14 | 2451 | 740873
[5 empty] | FV4BNB006000 | 1158 | (59 3/16x24 11/16x22 1/16) (207) | KFCEH3001F15 | 100 | 47.0 |  | 14.0 | 2562 | 736919
5 | 24ABA360A003 | 3/8 | 1 1/8 | 1385 | FY4ANB060000 | 753 | (59 3/16x24x22 1/16) (198) | KFCEH0901N10 | 60 | 56.5 |  | 13 | 2198 | 736597
| (35 x 35 x 39 1/8) (270) |  |  |  | FX4CNF060000 | 853 | (59 3/16x24 11/16x22 1/16) (198) | KFCEH0901N10 | 60 | 58.0 |  | 13.2 | 2298 | 737803
[5 empty] | FV4BNB006000 | 1158 | (59 3/16x24 11/16x22 1/16) (207) | KFCEH0901N10 | 60 | 57.0 | 43.7 | 13.5 | 2603 | 742949
NOTES: | [9 empty] | 377-T1S0120R07P0T18V
THIS INFORMATION IS STRICTLY CONFIDENTIAL AND INTENDED FOR THE SOLE USE OF THE PARTY TO WHOM IT IS | [12 empty] | 2007-01-18
ADDRESSED. ARI DATA IS SUBJECT TO CHANGE & SHOULD BE VERIFIED WITH CURRENT LISTINGS AT www.aridirectory.org/ari/ | [13 empty] | Page 16

## 24ABA3 Gas
|  |  | BASE 13 Seer AC Furnace, Model 24ABA3 with Puron® Refrigerant | [11 empty] | -1 | 36 | d | f | j
Sound as low as 76 dBA
Field Installed 8 cu. in. Filter Drier
Front Seating Service Valves
Internal Pressure Relief Valve
Dense wire coil guard
Standard 5-year limited warranty on all parts and 5-year limited warranty on compressor
BUILDING TECHNOLOGY SERVICES - (190377)
Ton | Outdoor Unit (WxDxH) (Weight) | Liquid Line | Vapor Line | Price | Furnace Unit | Price | Furnace Dimensions (H x W x D) In | Furnace Coil | Price | MBH | EER | SEER | System Price | ARI Ref#
1.5 | 24ABA318A003 | 3/8 | 5/8 | 833 | 58STA045---1--08 | 501 | (33 5/16 x 14 3/16 x 28 7/8) | CNPVP1814ATA | 225 | 17.5 | 11.0 | 13 | 1559 | 736809
| (25 3/4 x 25 3/4 x 25) (146) |  |  |  | 58CVA070---1--12 | 1108 | (33 5/16 x 14 3/16 x 28 7/8) | CNPVP1814ATA | 225 | 17.5 | 11.7 | 14.0 | 2166 | 743066
2 | 24ABA324A003 | 3/8 | 5/8 | 872 | 58STA045---1--08 | 501 | (33 5/16 x 14 3/16 x 28 7/8) | CNPVP2414ATA | 234 | 23.0 | 11.0 | 13 | 1607 | 738723
| (25 3/4 x 25 3/4 x 25) (146) |  |  |  | 58CVA070---1--12 | 1108 | (33 5/16 x 14 3/16 x 28 7/8) | CNPVP2414ATA | 234 | 22.6 | 11.5 | 14.0 | 2214 | 736584
2.5 | 24ABA330A003 | 3/8 | 3/4 | 984 | 58STA045---1--12 | 501 | (33 5/16 x 14 3/16 x 28 7/8) | CNPVP3014ATA | 241 | 28.0 | 11.0 | 13 | 1726 | 740429
| (25 3/4 x 25 3/4 x 28 3/8) (155) |  |  |  | 58CVA070---1--12 | 1108 | (33 5/16 x 14 3/16 x 28 7/8) | CNPVP3014ATA | 241 | 27.6 | 11.0 | 13.5 | 2333 | 740305
[5 empty] | 58CVA090---1--16 | 1197 | (33 5/16 x 17 1/2 x 28 7/8) | CNPVP3017ATA | ???? | 27.6 | 11.5 | 14.0 |  | 742010
3 | 24ABA336A003 | 3/8 | 3/4 | 1062 | 58STA070---1--16 | 526 | (33 5/16 x 17 1/2 x 28 7/8) | CNPVP3617ATA | 262 | 34.0 | 11.0 | 13 | 1850 | 739006
| (25 3/4 x 25 3/4 x 35 1/4) (175) |  |  |  | 58CVA090---1--14 | ???? | (33 5/16 x 17 1/2 x 28 7/8) | CNPVP3617ATA | 262 | 34.0 | 11.0 | 13 |  | 743111
[5 empty] | 58CVA090---1--16 | 1197 | (33 5/16 x 17 1/2 x 28 7/8) | CNPVP3617ATA | 262 | 33.6 | 11.5 | 14.0 | 2521 | 741171
3.5 | 24ABA342A003 | 3/8 | 7/8 | 1112 | 58STA090---1--16 | 557 | (33 5/16 x 21 x 28 7/8) | CNPVP4221ATA | 306 | 41.0 | 11.0 | 13 | 1975 | 741620
| (31 1/4 x 31 1/4 x 32 1/4) (218) |  |  |  | 58CVA110---1--20 | 1314 | (33 5/16 x 21 x 28 7/8) | CNPVP4221ATA | 306 | 40.5 | 11.5 | 14.0 | 2732 | 739418
4 | 24ABA348A003 | 3/8 | 7/8 | 1304 | 58STA090---1--20 | 573 | (33 5/16 x 21 x 28 7/8) | CNPVP4821ATA | 328 | 46.0 | 11.0 | 13 | 2205 | 741507
| (31 1/4 x 31 1/4 x 39 1/8) (235) |  |  |  | 58STA110---1--22 | 607 | (33 5/16 x 21 x 28 7/8) | CNPVP4821ATA | 328 | 46.0 | 11.0 | 13 | 2239 | 737264
[5 empty] | 58CVA135---1--22 | ???? | (33 5/16 x 24 1/2 x 28 7/8) | CNPVP6024ATA | 372 | 46.0 | 11.5 | 14.0 |  | 739729
5 | 24ABA360A003 | 3/8 | 1 1/8 | 1385 | 58STA135---1--22 | ???? | (33 5/16 x 24 1/2 x 28 7/8) | CNPVP6024ATA | 372 | 57.5 | 11.0 | 13 |  | 739439
| (35 x 35 x 39 1/8) (270) |  |  |  | 58CVA135---1--22 | ???? | (33 5/16 x 24 1/2 x 28 7/8) | CNPVP6024ATA | 372 | 56.0 | 11.0 | 13.5 |  | 737026
NOTES: | [9 empty] | 377-T1S0120R07P0T18V
THIS INFORMATION IS STRICTLY CONFIDENTIAL AND INTENDED FOR THE SOLE USE OF THE PARTY TO WHOM IT IS | [12 empty] | 2007-01-18
ADDRESSED. ARI DATA IS SUBJECT TO CHANGE & SHOULD BE VERIFIED WITH CURRENT LISTINGS AT www.aridirectory.org/ari/ | [13 empty] | Page 17

## 24ABR3
|  |  | BASE 13 Seer Air Conditioner, Model 24ABR3A with R-22 Refrigerant | [11 empty] | -1 | 36 | d | f | j
Sound as low as 76 dBA
Field Installed 8 cu. in. Filter Drier
Front Seating Service Valves
Internal Pressure Relief Valve
Standard 5-year limited warranty on all parts and 5-year limited warranty on compressor
BUILDING TECHNOLOGY SERVICES - (190377)
Ton | Outdoor Unit (WxDxH) (Weight) | Liquid Line | Vapor Line | Price | Indoor Unit | Price | Indoor Dimensions (HxWxD) In (Weight) lbs | KW | Price | MBH | Sens | SEER | System Price | ARI Ref#
1.5 | 24ABR318A003 | 3/8 | 5/8 | 794 | FF1ENE018005 | 472 | (38 1/16x22 1/8x15 3/16) (90) | KFCEH0501N05 | 46 | 17.4 |  | 13.2 | 1312 | 740980
| (25 3/4 x 25 3/4 x 28 3/8) (146) |  |  |  | FF1ENE024005 | 483 | (38 1/16x22 1/8x15 3/16) (92) | KFCEH0501N05 | 46 | 17.6 |  | 13.2 | 1323 | 739629
[5 empty] | FA4CNF018000 | 356 | (42 11/16x14 5/16x22 1/16) (100) | KFCEH0501N05 | 46 | 17.4 | 13.9 | 13 | 1196 | 738800
[5 empty] | FC4DNF018000 | 503 | (42 11/16x14 5/16x22 1/16) (100) | KFCEH0501N05 | 46 | 17.7 | 14.1 | 14 | 1343 | 739578
[5 empty] | FK4DNF002000 | 842 | (42 11/16x17 5/8x22 1/16) (130) | KFCEH0501N05 | 46 | 17.8 | 14.2 | 14 | 1682 | 743297
2 | 24ABR324A003 | 3/8 | 5/8 | 830 | FF1ENE024005 | 483 | (38 1/16x22 1/8x15 3/16) (92) | KFCEH0501N05 | 46 | 22.6 |  | 13 | 1359 | 743231
| (25 3/4 x 25 3/4 x 28 3/8) (150) |  |  |  | FF1ENE030075 | 558 | (38 1/16x22 1/8x15 3/16) (95) | KFCEH0501N05 | 46 | 23.2 |  | 13 | 1434 | 737574
[5 empty] | FA4CNF024000 | 378 | (47 11/16x17 5/8x22 1/16) (117) | KFCEH0501N05 | 46 | 22.8 | 18.0 | 13 | 1254 | 742230
[5 empty] | FC4DNF030000 | 576 | (49 5/8x17 5/8x22 1/16) (122) | KFCEH0501N05 | 46 | 23.4 | 18.5 | 14 | 1452 | 742905
[5 empty] | FK4DNF002000 | 842 | (42 11/16x17 5/8x22 1/16) (130) | KFCEH0501N05 | 46 | 23.4 | 18.5 | 14 | 1718 | 742671
2.5 | 24ABR330A003 | 3/8 | 3/4 | 936 | FF1ENE030075 | 558 | (38 1/16x22 1/8x15 3/16) (95) | KFCEH0501N05 | 46 | 27.8 |  | 13 | 1540 | 738275
| (25 3/4 x 25 3/4 x 31 3/4) (169) |  |  |  | FF1ENE036011 | 614 | (43 3/16x22 1/8x18 3/8) (110) | KFCEH0501N05 | 46 | 28.2 |  | 13 | 1596 | 738663
[5 empty] | FA4CNF030000 | 424 | (47 11/16x17 5/8x22 1/16) (120) | KFCEH0501N05 | 46 | 28.0 | 22.5 | 13 | 1406 | 740720
[5 empty] | FC4DNF036000 | 656 | (53 7/16x21 1/8x22 1/16) (144) | KFCEH0501N05 | 46 | 28.6 | 22.9 | 14 | 1638 | 736608
[5 empty] | FK4DNF003000 | 900 | (53 7/16x21 1/8x22 1/16) (149) | KFCEH0501N05 | 46 | 28.4 | 22.7 | 14 | 1882 | 738808
[5 empty] | FK4DNF005000 | ???? | (53 7/16x21 1/8x22 1/16) (167) | KFCEH0801N08 | ???? | 29.2 |  | 14 |  | 741182
3 | 24ABR336A003 | 3/8 | 3/4 | 1013 | FF1ENE036011 | 614 | (43 3/16x22 1/8x18 3/8) (110) | KFCEH0901N10 | 60 | 34.4 |  | 13 | 1687 | 741804
| (31 1/4 x 31 1/4 x 28 7/8) (184) |  |  |  | FA4CNF036000 | 499 | (53 7/16x21 1/8x22 1/16) (144) | KFCEH0901N10 | 60 | 33.6 | 26.2 | 13 | 1572 | 740202
[5 empty] | FC4DNF042000 | 729 | (49 5/8x21 1/8x22 1/16) (150) | KFCEH0901N10 | 60 | 35.4 | 27.5 | 14 | 1802 | 743372
[5 empty] | FK4DNF005000 | 1070 | (53 7/16x21 1/8x22 1/16) (167) | KFCEH0901N10 | 60 | 35.8 |  | 14 | 2143 | 742639
3.5 | 24ABR342A003 | 3/8 | 7/8 | 1059 | FA4CNF042000 | 568 | (49 5/8x21 1/8x22 1/16) (150) | KFCEH0901N10 | 60 | 41.0 | 31.7 | 13 | 1687 | 742333
| (31 1/4 x 31 1/4 x 39 1/8) (220) |  |  |  | FC4DNF048000 | 813 | (53 7/16x21 1/8x22 1/16) (170) | KFCEH0901N10 | 60 | 42.5 | 32.9 | 14 | 1932 | 741000
[5 empty] | FK4DNF005000 | 1070 | (53 7/16x21 1/8x22 1/16) (167) | KFCEH0901N10 | 60 | 42.0 | 32.6 | 14 | 2189 | 742219
[5 empty] | FK4DNB006000 | 1141 | (59 3/16x24 11/16x22 1/16) (202) | KFCEH0801N08 | 53 | 42.5 |  | 14 | 2253 | 739761
4 | 24ABR348A003 | 3/8 | 7/8 | 1241 | FA4CNF048000 | 649 | (53 7/16x21 1/8x22 1/16) (170) | KFCEH0901N10 | 60 | 47.0 | 35.6 | 13 | 1950 | 740184
| (35 x 35 x 35 3/4) (259) |  |  |  | FC4DNF060000 | 846 | (59 3/16x24 11/16x22 1/16) (198) | KFCEH0901N10 | 60 | 48.5 | 36.7 | 14 | 2147 | 738417
[5 empty] | FK4DNF005000 | 1070 | (53 7/16x21 1/8x22 1/16) (167) | KFCEH0901N10 | 60 | 47.0 | 35.6 | 14 | 2371 | 736791
[5 empty] | FK4DNB006000 | 1141 | (59 3/16x24 11/16x22 1/16) (202) | KFCEH0801N08 | 53 | 47.5 | 36.0 | 14 | 2435 | 740341
5 | 24ABR360A003 | 3/8 | 1 1/8 | 1320 | FA4CNB060000 | 718 | (59 3/16x24 11/16x22 1/16) (198) | KFCEH0901N10 | 60 | 56.5 | 43.7 | 13 | 2098 | 741905
| (35 x 35 x 45 7/8) (269) |  |  |  | FC4DNF060000 | 846 | (59 3/16x24 11/16x22 1/16) (198) | KFCEH0901N10 | 60 | 57.5 | 44.6 | 13.2 | 2226 | 739468
[5 empty] | FK4DNB006000 | 1141 | (59 3/16x24 11/16x22 1/16) (202) | KFCEH0901N10 | 60 | 57.0 | 44.2 | 13.5 | 2521 | 739955
NOTES: | [9 empty] | 377-T1S0120R07P0T18V
THIS INFORMATION IS STRICTLY CONFIDENTIAL AND INTENDED FOR THE SOLE USE OF THE PARTY TO WHOM IT IS | [12 empty] | 2007-01-18
ADDRESSED. ARI DATA IS SUBJECT TO CHANGE & SHOULD BE VERIFIED WITH CURRENT LISTINGS AT www.aridirectory.org/ari/ | [13 empty] | Page 18

## 24ABR3 Gas
|  |  | BASE 13 Seer AC Furnace, Model 24ABR3A with R-22 Refrigerant | [11 empty] | -1 | 36 | d | f | j
Sound as low as 76 dBA
Field Installed 8 cu. in. Filter Drier
Front Seating Service Valves
Internal Pressure Relief Valve
Standard 5-year limited warranty on all parts and 5-year limited warranty on compressor
BUILDING TECHNOLOGY SERVICES - (190377)
Ton | Outdoor Unit (WxDxH) (Weight) | Liquid Line | Vapor Line | Price | Furnace Unit | Price | Furnace Dimensions (H x W x D) In | Furnace Coil | Price | MBH | EER | SEER | System Price | ARI Ref#
1.5 | 24ABR318A003 | 3/8 | 5/8 | 794 | 58STA045---1--08 | 501 | (33 5/16 x 14 3/16 x 28 7/8) | CNRVP1814ATA | 222 | 17.3 | 11.0 | 13 | 1517 | 743399
| (25 3/4 x 25 3/4 x 28 3/8) (146) |  |  |  | 58CVA070---1--12 | 1108 | (33 5/16 x 14 3/16 x 28 7/8) | CNRVP1814ATA | 222 | 17.0 | 11.5 | 14.0 | 2124 | 740091
2 | 24ABR324A003 | 3/8 | 5/8 | 830 | 58STA045---1--08 | 501 | (33 5/16 x 14 3/16 x 28 7/8) | CNRVP2414ATA | 231 | 23.0 | 11.0 | 13 | 1562 | 742830
| (25 3/4 x 25 3/4 x 28 3/8) (150) |  |  |  | 58CVA070---1--12 | 1108 | (33 5/16 x 14 3/16 x 28 7/8) | CNRVP2414ATA | 231 | 22.8 | 11.5 | 14.0 | 2169 | 741546
2.5 | 24ABR330A003 | 3/8 | 3/4 | 936 | 58STA045---1--12 | 501 | (33 5/16 x 14 3/16 x 28 7/8) | CNRVP3014ATA | 237 | 28.0 | 11.0 | 13 | 1674 | 737590
| (25 3/4 x 25 3/4 x 31 3/4) (169) |  |  |  | 58STA070---1--12 | 526 | (33 5/16 x 14 3/16 x 28 7/8) | CNRVP3014ATA | 237 | 28.0 | 11.0 | 13 | 1699 | 741209
[5 empty] | 58CVA090---1--16 | 1197 | (33 5/16 x 17 1/2 x 28 7/8) | CNRVP3017ATA | ???? | 28.0 | 11.5 | 14.0 |  | 736643
3 | 24ABR336A003 | 3/8 | 3/4 | 1013 | 58STA070---1--16 | 526 | (33 5/16 x 17 1/2 x 28 7/8) | CNRVP3617ATA | 261 | 34.0 | 11.0 | 13 | 1800 | 736889
| (31 1/4 x 31 1/4 x 28 7/8) (184) |  |  |  | 58STA090---1--14 | 557 | (33 5/16 x 17 1/2 x 28 7/8) | CNRVP3617ATA | 261 | 34.0 | 11.0 | 13 | 1831 | 739824
[5 empty] | 58CVA110---1--20 | 1314 | (33 5/16 x 21 x 28 7/8) | CNRVP4221ATA | 301 | 34.2 | 11.5 | 14.0 | 2628 | 739656
3.5 | 24ABR342A003 | 3/8 | 7/8 | 1059 | 58STA090---1--16 | 557 | (33 5/16 x 21 x 28 7/8) | CNRVP4221ATA | 301 | 40.5 | 11.0 | 13 | 1917 | 741685
| (31 1/4 x 31 1/4 x 39 1/8) (220) |  |  |  | 58CVA110---1--20 | 1314 | (33 5/16 x 21 x 28 7/8) | CNRVP4221ATA | 301 | 40.0 | 11.5 | 14.0 | 2674 | 740383
4 | 24ABR348A003 | 3/8 | 7/8 | 1241 | 58STA090---1--20 | 573 | (33 5/16 x 21 x 28 7/8) | CNRVP4821ATA | 338 | 46.0 | 11.0 | 13 | 2152 | 741878
| (35 x 35 x 35 3/4) (259) |  |  |  | 58STA110---1--22 | 607 | (33 5/16 x 21 x 28 7/8) | CNRVP4821ATA | 338 | 46.0 | 11.0 | 13 | 2186 | 739179
[5 empty] | 58CVA155---1--22 | ???? | (33 5/16 x 24 1/2 x 28 7/8) | CNRVP6024ATA | 410 | 47.0 | 11.5 | 14.0 |  | 738116
5 | 24ABR360A003 | 3/8 | 1 1/8 | 1320 | 58STA135---1--22 | ???? | (33 5/16 x 24 1/2 x 28 7/8) | CNRVP6024ATA | 410 | 57.0 | 11.0 | 13 |  | 737184
| (35 x 35 x 45 7/8) (269) |  |  |  | 58CVA135---1--22 | ???? | (33 5/16 x 24 1/2 x 28 7/8) | CNRVP6024ATA | 410 | 56.0 | 11.0 | 13.2 |  | 738622
NOTES: | [9 empty] | 377-T1S0120R07P0T18V
THIS INFORMATION IS STRICTLY CONFIDENTIAL AND INTENDED FOR THE SOLE USE OF THE PARTY TO WHOM IT IS | [12 empty] | 2007-01-18
ADDRESSED. ARI DATA IS SUBJECT TO CHANGE & SHOULD BE VERIFIED WITH CURRENT LISTINGS AT www.aridirectory.org/ari/ | [13 empty] | Page 19

## 24ABA4
|  |  | BASE 14 Seer Air Conditioner, Model 24ABA4 with Puron® Refrigerant | [11 empty] | -1 | 36 | d | f | j
Sound as low as 77 dBA
Field Installed 8 cu. in. Filter Drier
Front Seating Service Valves
Internal Pressure Relief Valve
Dense wire coil guard
Standard 5-year limited warranty on all parts and 5-year limited warranty on compressor
BUILDING TECHNOLOGY SERVICES - (190377)
Ton | Outdoor Unit (WxDxH) (Weight) | Liquid Line | Vapor Line | Price | Indoor Unit | Price | Indoor Dimensions (HxWxD) In (Weight) lbs | KW | Price | MBH | Sens | SEER | System Price | ARI Ref#
1.5 | 24ABA418A003 | 3/8 | 5/8 | 1035 | FY4ANF018000 | 363 | (42 11/16x14 5/16x22 1/16) (100) | KFCEH0501N05 | 46 | 17.8 |  | 13.5 | 1444 | 741369
| (31 1/4 x 31 1/4 x 35 3/4) (199) |  |  |  | FX4CNF018000 | 577 | (42 11/16x14 5/16x22 1/16) (100) | KFCEH0501N05 | 46 | 18.0 |  | 15 | 1658 | 738017
[5 empty] | FV4BNF002000 | 835 | (42 11/16x17 5/8x22 1/16) (135) | KFCEH0501N05 | 46 | 18.2 |  | 15 | 1916 | 742759
2 | 24ABA424A003 | 3/8 | 5/8 | 1072 | FY4ANF030000 | 432 | (47 11/16x17 5/8x22 1/16) (120) | KFCEH0501N05 | 46 | 23.6 |  | 14 | 1550 | 741341
| (31 1/4 x 31 1/4 x 42 1/2) (214) |  |  |  | FX4CNF024000 | 603 | (47 11/16x17 5/8x22 1/16) (117) | KFCEH0501N05 | 46 | 23.8 |  | 15 | 1721 | 742716
[5 empty] | FV4BNF002000 | 835 | (42 11/16x17 5/8x22 1/16) (135) | KFCEH0501N05 | 46 | 23.8 |  | 15 | 1953 | 737288
[5 empty] | FV4BNF003000 | 916 | (53 7/16x21 1/8x22 1/16) (150) | KFCEH0501N05 | 46 | 23.8 |  | 15 | 2034 | 743170
2.5 | 24ABA430A003 | 3/8 | 3/4 | 1186 | FY4ANF030000 | 432 | (47 11/16x17 5/8x22 1/16) (120) | KFCEH0501N05 | 46 | 28.8 |  | 14 | 1664 | 736952
| (31 1/4 x 31 1/4 x 42 1/2) (217) |  |  |  | FX4CNF036000 | 721 | (53 7/16x21 1/8x22 1/16) (144) | KFCEH0501N05 | 46 | 29.6 |  | 15 | 1953 | 740237
[5 empty] | FV4BNF002000 | 835 | (42 11/16x17 5/8x22 1/16) (135) | KFCEH0501N05 | 46 | 29.0 |  | 15 | 2067 | 740373
3 | 24ABA436A003 | 3/8 | 3/4 | 1263 | FY4ANF036000 | 509 | (53 7/16x21 1/8x22 1/16) (144) | KFCEH0901N10 | 60 | 34.8 |  | 14 | 1832 | 738574
| (35 x 35 x 35 3/4) (225) |  |  |  | FX4CNF036000 | 721 | (53 7/16x21 1/8x22 1/16) (144) | KFCEH0901N10 | 60 | 36.0 |  | 15 | 2044 | 740005
[5 empty] | FV4BNF002000 | 835 | (42 11/16x17 5/8x22 1/16) (135) | KFCEH0901N10 | 60 | 35.2 |  | 15 | 2158 | 737979
3.5 | 24ABA442A003 | 3/8 | 7/8 | 1314 | FY4ANF048000 | 661 | (53 7/16x21 1/8x22 1/16) (170) | KFCEH0901N10 | 60 | 41.0 |  | 14 | 2035 | 739692
| (35 x 35 x 45 7/8) (272) |  |  |  | FX4CNF048000 | 836 | (53 7/16x21 1/8x22 1/16) (170) | KFCEH0901N10 | 60 | 40.5 |  | 15 | 2210 | 737121
[5 empty] | FV4BNF003000 | 916 | (53 7/16x21 1/8x22 1/16) (150) | KFCEH0901N10 | 60 | 39.5 |  | 15 | 2290 | 740200
[5 empty] | FV4BNF005000 | 1087 | (53 7/16x21 1/8x22 1/16) (172) | KFCEH0901N10 | 60 | 41.0 |  | 15 | 2461 | 737840
4 | 24ABA448A003 | 3/8 | 7/8 | 1505 | FY4ANB060000 | 753 | (59 3/16x24x22 1/16) (198) | KFCEH0901N10 | 60 | 48.5 |  | 14 | 2318 | 736771
| (35 x 35 x 32 1/4) (272) |  |  |  | FX4CNF060000 | 853 | (59 3/16x24 11/16x22 1/16) (198) | KFCEH0901N10 | 60 | 49.5 |  | 14.7 | 2418 | 737544
[5 empty] | FV4BNF005000 | 1087 | (53 7/16x21 1/8x22 1/16) (172) | KFCEH0901N10 | 60 | 48.0 |  | 15 | 2652 | 742407
5 | 24ABA460A003 | 3/8 | 1 1/8 | 1586 | FY4ANB060000 | 753 | (59 3/16x24x22 1/16) (198) | KFCEH0901N10 | 60 | 59.0 |  | 13.5 | 2399 | 741441
| (35 x 35 x 45 7/8) (330) |  |  |  | FX4CNF060000 | 853 | (59 3/16x24 11/16x22 1/16) (198) | KFCEH0901N10 | 60 | 59.5 |  | 14 | 2499 | 737451
[5 empty] | FV4BNB006000 | 1158 | (59 3/16x24 11/16x22 1/16) (207) | KFCEH0901N10 | 60 | 59.0 |  | 14.5 | 2804 | 742384
NOTES: | [9 empty] | 377-T1S0120R07P0T18V
THIS INFORMATION IS STRICTLY CONFIDENTIAL AND INTENDED FOR THE SOLE USE OF THE PARTY TO WHOM IT IS | [12 empty] | 2007-01-18
ADDRESSED. ARI DATA IS SUBJECT TO CHANGE & SHOULD BE VERIFIED WITH CURRENT LISTINGS AT www.aridirectory.org/ari/ | [13 empty] | Page 20
Please Note: Only the 5 Ton will be stocked in Florida!
Factory Lead Time Will Apply for 1.5 - 4 Ton.

## 24ABA4 Gas
|  |  | BASE 14 Seer AC Furnace, Model 24ABA4 with Puron® Refrigerant | [11 empty] | -1 | 36 | d | f | j
Sound as low as 77 dBA
Field Installed 8 cu. in. Filter Drier
Front Seating Service Valves
Internal Pressure Relief Valve
Dense wire coil guard
Standard 5-year limited warranty on all parts and 5-year limited warranty on compressor
BUILDING TECHNOLOGY SERVICES - (190377)
Ton | Outdoor Unit (WxDxH) (Weight) | Liquid Line | Vapor Line | Price | Furnace Unit | Price | Furnace Dimensions (Width) In (Weight) lbs | Furnace Coil | Price | MBH | Sens | SEER | System Price | ARI Ref#
1.5 | 24ABA418A003 | 3/8 | 5/8 | 1035 | 58STA045---1--08 | 501 | (14 3/16) (104) | CNPVP2414ATA | 234 | 18.0 |  | 14 | 1770 | 741284
| (31 1/4 x 31 1/4 x 35 3/4) (199) |  |  |  | 58CVA070---1--12 | 1108 | (14 3/16) (127) | CNPVP1814ATA | 225 | 17.6 |  | 15.0 | 2368 | 739421
2 | 24ABA424A003 | 3/8 | 5/8 | 1072 | 58STA045---1--08 | 501 | (14 3/16) (104) | CNPVP2414ATA | 234 | 23.6 |  | 14 | 1807 | 741394
| (31 1/4 x 31 1/4 x 42 1/2) (214) |  |  |  | 58CVA070---1--12 | 1108 | (14 3/16) (127) | CNPVP2414ATA | 234 | 23.2 |  | 15.0 | 2414 | 738807
2.5 | 24ABA430A003 | 3/8 | 3/4 | 1186 | 58STA045---1--12 | 501 | (14 3/16) (107) | CNPVP3014ATA | 241 | 29.0 |  | 14 | 1928 | 740824
| (31 1/4 x 31 1/4 x 42 1/2) (217) |  |  |  | 58CVA070---1--12 | 1108 | (14 3/16) (127) | CNPVP3017ATA | ???? | 28.8 |  | 15.0 |  | 739196
3 | 24ABA436A003 | 3/8 | 3/4 | 1263 | 58STA090---1--14 | 557 | (17 1/2) (127) | CNPVP3617ATA | 262 | 35.4 |  | 14 | 2082 | 737287
| (35 x 35 x 35 3/4) (225) |  |  |  | 58CVA090---1--16 | 1197 | (21) (151) | CNPVP3617ATA | 262 | 35.0 |  | 15.0 | 2722 | 738303
3.5 | 24ABA442A003 | 3/8 | 7/8 | 1314 | 58STA090---1--16 | 557 | (17 1/2) (140) | CNPVP4221ATA | 306 | 39.5 |  | 14 | 2177 | 737642
| (35 x 35 x 45 7/8) (272) |  |  |  | 58CVA110---1--20 | 1314 | (21) (162) | CNPVP4221ATA | 306 | 40.0 |  | 15.0 | 2934 | 741417
4 | 24ABA448A003 | 3/8 | 7/8 | 1505 | 58STA110---1--22 | 607 | (17 1/2) (152) | CNPVP6024ATA | 372 | 48.0 |  | 14 | 2484 | 738456
| (35 x 35 x 32 1/4) (272) |  |  |  | 58CVA135---1--22 | ???? | (24 1/2) (177) | CNPVP6024ATA | 372 | 57.5 |  | 14.5 |  | 736573
5 | 24ABA460A003 | 3/8 | 1 1/8 | 1586 | 58STA110---1--22 | 607 | (17 1/2) (152) | CNPVP6024ATA | 372 | 58.5 |  | 14 | 2565 | 882273
| (35 x 35 x 45 7/8) (330) |  |  |  | 58CVA135---1--22 | ???? | (24 1/2) (177) | CNPVP6024ATA | 372 | 57.5 |  | 14.5 |  | 736573
NOTES: | [9 empty] | 377-T1S0120R07P0T18V
THIS INFORMATION IS STRICTLY CONFIDENTIAL AND INTENDED FOR THE SOLE USE OF THE PARTY TO WHOM IT IS | [12 empty] | 2007-01-18
ADDRESSED. ARI DATA IS SUBJECT TO CHANGE & SHOULD BE VERIFIED WITH CURRENT LISTINGS AT www.aridirectory.org/ari/ | [13 empty] | Page 21
Please Note: Only the 5 Ton will be stocked in Florida!
Factory Lead Time Will Apply for 1.5 - 4 Ton.

## 24ACR3
|  |  | COMFORT 13 Seer AC, Model 24ACR3 with R-22 Refrigerant | [11 empty] | -1 | 36 | d | f | j
Sound as low as 74 dBA
Steel Louver Coil Guard
Scroll Compressor
6 point diagnostic capability
Standard 5-year limited warranty on all parts and 10-year limited warranty on compressor
BUILDING TECHNOLOGY SERVICES - (190377)
Ton | Outdoor Unit (WxDxH) (Weight) | Liquid Line | Vapor Line | Price | Indoor Unit | Price | Indoor Dimensions (HxWxD) In (Weight) lbs | KW | Price | MBH | Sens | SEER | System Price | ARI Ref#
1.5 | 24ACR318A003 | 3/8 | 5/8 | 864 | FF1ENE018005 | 472 | (38 1/16x22 1/8x15 3/16) (90) | KFCEH0501N05 | 46 | 17.4 |  | 13.2 | 1382 | 794660
| (25 3/4 x 25 3/4 x 28 3/8) (165) |  |  |  | FF1ENE024005 | 483 | (38 1/16x22 1/8x15 3/16) (92) | KFCEH0501N05 | 46 | 17.6 |  | 13.2 | 1393 | 793370
[5 empty] | FA4CNF018000 | 356 | (42 11/16x14 5/16x22 1/16) (100) | KFCEH0501N05 | 46 | 17.4 | 13.5 | 13 | 1266 | 793658
[5 empty] | FC4DNF018000 | 503 | (42 11/16x14 5/16x22 1/16) (100) | KFCEH0501N05 | 46 | 17.7 | 13.7 | 14.5 | 1413 | 794238
[5 empty] | FK4DNF002000 | 842 | (42 11/16x17 5/8x22 1/16) (130) | KFCEH0501N05 | 46 | 17.8 | 13.8 | 15 | 1752 | 796916
2 | 24ACR324A003 | 3/8 | 5/8 | 931 | FF1ENE024005 | 483 | (38 1/16x22 1/8x15 3/16) (92) | KFCEH0501N05 | 46 | 22.6 |  | 13 | 1460 | 796586
| (25 3/4 x 25 3/4 x 31 3/4) (171) |  |  |  | FF1ENE030075 | 558 | (38 1/16x22 1/8x15 3/16) (95) | KFCEH0501N05 | 46 | 24.0 |  | 13 | 1535 | 796390
[5 empty] | FA4CNF024000 | 378 | (47 11/16x17 5/8x22 1/16) (117) | KFCEH0501N05 | 46 | 22.8 | 18.0 | 13 | 1355 | 793679
[5 empty] | FC4DNF030000 | 576 | (49 5/8x17 5/8x22 1/16) (122) | KFCEH0501N05 | 46 | 23.4 | 18.6 | 14 | 1553 | 794644
[5 empty] | FK4DNF002000 | 842 | (42 11/16x17 5/8x22 1/16) (130) | KFCEH0501N05 | 46 | 23.4 | 18.6 | 14.5 | 1819 | 795645
2.5 | 24ACR330A003 | 3/8 | 3/4 | 1018 | FF1ENE030075 | 558 | (38 1/16x22 1/8x15 3/16) (95) | KFCEH0501N05 | 46 | 28.0 |  | 13 | 1622 | 797151
| (31 1/4 x 31 1/4 x 25 1/2) (193) |  |  |  | FF1ENE036011 | 614 | (43 3/16x22 1/8x18 3/8) (110) | KFCEH0501N05 | 46 | 28.2 |  | 13 | 1678 | 796034
[5 empty] | FA4CNF030000 | 424 | (47 11/16x17 5/8x22 1/16) (120) | KFCEH0501N05 | 46 | 28.0 | 22.5 | 13 | 1488 | 795843
[5 empty] | FC4DNF030000 | 576 | (49 5/8x17 5/8x22 1/16) (122) | KFCEH0501N05 | 46 | 28.4 | 22.8 | 14 | 1640 | 796690
[5 empty] | FK4DNF002000 | 842 | (42 11/16x17 5/8x22 1/16) (130) | KFCEH0501N05 | 46 | 28.4 | 22.8 | 14.5 | 1906 | 795242
3 | 24ACR336A003 | 3/8 | 3/4 | 1138 | FF1ENE036011 | 614 | (43 3/16x22 1/8x18 3/8) (110) | KFCEH0901N10 | 60 | 34.2 |  | 13 | 1812 | 796611
| (31 1/4 x 31 1/4 x 32 1/4) (214) |  |  |  | FA4CNF036000 | 499 | (53 7/16x21 1/8x22 1/16) (144) | KFCEH0901N10 | 60 | 34.2 | 26.9 | 13 | 1697 | 794483
[5 empty] | FC4DNF036000 | 656 | (53 7/16x21 1/8x22 1/16) (144) | KFCEH0901N10 | 60 | 34.8 | 27.2 | 14 | 1854 | 793906
[5 empty] | FK4DNF003000 | 900 | (53 7/16x21 1/8x22 1/16) (149) | KFCEH0901N10 | 60 | 34.4 | 26.9 | 14.5 | 2098 | 795528
[5 empty] | FK4DNF005000 | 1070 | (53 7/16x21 1/8x22 1/16) (167) | KFCEH0901N10 | 60 | 35.0 | 27.5 | 15 | 2268 | 795973
3.5 | 24ACR342A003 | 3/8 | 3/4 | 1203 | FA4CNF042000 | 568 | (49 5/8x21 1/8x22 1/16) (150) | KFCEH0901N10 | 60 | 41.0 | 31.7 | 13 | 1831 | 793891
| (31 1/4 x 31 1/4 x 39 1/8) (253) |  |  |  | FC4DNF048000 | 813 | (53 7/16x21 1/8x22 1/16) (170) | KFCEH0901N10 | 60 | 42.5 | 32.9 | 14 | 2076 | 796880
[5 empty] | FK4DNF005000 | 1070 | (53 7/16x21 1/8x22 1/16) (167) | KFCEH0901N10 | 60 | 42.0 | 32.6 | 14.5 | 2333 | 795117
[5 empty] | FK4DNB006000 | 1141 | (59 3/16x24 11/16x22 1/16) (202) | KFCEH0901N10 | 60 | 42.5 | 32.9 | 15 | 2404 | 795521
4 | 24ACR348A003 | 3/8 | 7/8 | 1372 | FA4CNF048000 | 649 | (53 7/16x21 1/8x22 1/16) (170) | KFCEH0901N10 | 60 | 47.0 | 34.6 | 13.0 | 2081 | 795376
| (35 x 35 x 42 1/2) (299) |  |  |  | FC4DNF060000 | 846 | (59 3/16x24 11/16x22 1/16) (198) | KFCEH0901N10 | 60 | 49.0 | 36.3 | 14.2 | 2278 | 795676
[5 empty] | FK4DNF005000 | 1070 | (53 7/16x21 1/8x22 1/16) (167) | KFCEH0901N10 | 60 | 47.0 | 34.6 | 14.0 | 2502 | 796345
[5 empty] | FK4DNB006000 | 1141 | (59 3/16x24 11/16x22 1/16) (202) | KFCEH0901N10 | 60 | 48.0 | 35.3 | 14.5 | 2573 | 793507
5 | 24ACR360A003 | 3/8 | 1 1/8 | 1512 | FC4DNF060000 | 846 | (59 3/16x24 11/16x22 1/16) (198) | KFCEH0901N10 | 60 | 57.5 | 41.7 | 13.2 | 2418 | 794092
| (35 x 35 x 32 1/4) (304) |  |  |  | FK4DNB006000 | 1141 | (59 3/16x24 11/16x22 1/16) (202) | KFCEH0901N10 | 60 | 57.0 | 42.5 | 13.5 | 2713 | 796502
NOTES: | [9 empty] | 377-T1S0120R07P0T18V
THIS INFORMATION IS STRICTLY CONFIDENTIAL AND INTENDED FOR THE SOLE USE OF THE PARTY TO WHOM IT IS | [12 empty] | 2007-01-18
ADDRESSED. ARI DATA IS SUBJECT TO CHANGE & SHOULD BE VERIFIED WITH CURRENT LISTINGS AT www.aridirectory.org/ari/ | [13 empty] | Page 22

## 24ACA3
|  |  | COMFORT 13 Seer Air Conditioner, Model 24ACA3 with Puron® Refrigerant | [11 empty] | -1 | 36 | d | f | j
Sound as low as 74 dBA
WeatherArmor™
Steel Louver Coil Guard
Scroll Compressor
Filter Drier
Standard 5-year limited warranty on all parts and 10-year limited warranty on compressor
BUILDING TECHNOLOGY SERVICES - (190377)
Ton | Outdoor Unit (WxDxH) (Weight) | Liquid Line | Vapor Line | Price | Indoor Unit | Price | Indoor Dimensions (HxWxD) In (Weight) lbs | KW | Price | MBH | Sens | SEER | System Price | ARI Ref#
1.5 | 24ACA318A003 | 3/8 | 5/8 | 870 | FF1ENP018005 | 480 | (38 1/16x22 1/8x15 3/16) (90) | KFCEH0501N05 | 46 | 17.4 |  | 13 | 1396 | 793536
| (25 3/4 x 25 3/4 x 25) (156) |  |  |  | FF1ENP024005 | 493 | (38 1/16x22 1/8x15 3/16) (92) | KFCEH0501N05 | 46 | 17.6 |  | 13.2 | 1409 | 796207
[5 empty] | FY4ANF018000 | 363 | (42 11/16x14 5/16x22 1/16) (100) | KFCEH0501N05 | 46 | 17.4 | 13.2 | 13 | 1279 | 794788
[5 empty] | FX4CNF018000 | 577 | (42 11/16x14 5/16x22 1/16) (100) | KFCEH0501N05 | 46 | 17.6 | 13.2 | 14.5 | 1493 | 794915
[5 empty] | FV4BNF002000 | 835 | (42 11/16x17 5/8x22 1/16) (135) | KFCEH0501N05 | 46 | 17.8 | 13.6 | 15 | 1751 | 794074
2 | 24ACA324A003 | 3/8 | 5/8 | 936 | FF1ENP024005 | 493 | (38 1/16x22 1/8x15 3/16) (92) | KFCEH0501N05 | 46 | 22.6 |  | 13 | 1475 | 794315
| (25 3/4 x 25 3/4 x 25) (156) |  |  |  | FF1ENP030075 | 568 | (38 1/16x22 1/8x15 3/16) (95) | KFCEH0501N05 | 46 | 22.6 |  | 13 | 1550 | 796834
[5 empty] | FY4ANF024000 | 387 | (47 11/16x17 5/8x22 1/16) (117) | KFCEH0501N05 | 46 | 22.6 | 17.5 | 13 | 1369 | 794352
[5 empty] | FX4CNF024000 | 603 | (47 11/16x17 5/8x22 1/16) (117) | KFCEH0501N05 | 46 | 23.0 | 17.8 | 14 | 1585 | 795928
[5 empty] | FV4BNF002000 | 835 | (42 11/16x17 5/8x22 1/16) (135) | KFCEH0501N05 | 46 | 23.0 | 17.8 | 14.5 | 1817 | 794042
[5 empty] | FV4BNF003000 | 916 | (53 7/16x21 1/8x22 1/16) (150) | KFCEH0501N05 | 46 | 23.0 | 17.8 | 15 | 1898 | 794328
2.5 | 24ACA330A003 | 3/8 | 3/4 | 1023 | FF1ENP030075 | 568 | (38 1/16x22 1/8x15 3/16) (95) | KFCEH0501N05 | 46 | 27.4 |  | 13 | 1637 | 796319
| (25 3/4 x 25 3/4 x 28 3/8) (171) |  |  |  | FF1ENP036011 | 627 | (43 3/16x22 1/8x18 3/8) (110) | KFCEH0501N05 | 46 | 28.0 |  | 13.2 | 1696 | 796140
[5 empty] | FY4ANF030000 | 432 | (47 11/16x17 5/8x22 1/16) (120) | KFCEH0501N05 | 46 | 27.6 | 21.7 | 13 | 1501 | 796853
[5 empty] | FX4CNF036000 | 721 | (53 7/16x21 1/8x22 1/16) (144) | KFCEH0501N05 | 46 | 28.2 | 22.1 | 14 | 1790 | 794045
[5 empty] | FV4BNF003000 | 916 | (53 7/16x21 1/8x22 1/16) (150) | KFCEH0501N05 | 46 | 28.0 | 21.9 | 14.5 | 1985 | 794913
[5 empty] | FV4BNF005000 | 1087 | (53 7/16x21 1/8x22 1/16) (172) | KFCEH0501N05 | 46 | 28.8 | 22.5 | 15 | 2156 | 794422
3 | 24ACA336A003 | 3/8 | 3/4 | 1143 | FF1ENP036011 | 627 | (43 3/16x22 1/8x18 3/8) (110) | KFCEH0901N10 | 60 | 33.8 |  | 13 | 1830 | 794162
| (25 3/4 x 25 3/4 x 35 1/4) (189) |  |  |  | FY4ANF036000 | 509 | (53 7/16x21 1/8x22 1/16) (144) | KFCEH0901N10 | 60 | 33.8 | 26.3 | 13 | 1712 | 793983
[5 empty] | FX4CNF036000 | 721 | (53 7/16x21 1/8x22 1/16) (144) | KFCEH0901N10 | 60 | 34.4 | 26.8 | 14 | 1924 | 794477
[5 empty] | FV4BNF003000 | 916 | (53 7/16x21 1/8x22 1/16) (150) | KFCEH0901N10 | 60 | 34.0 | 26.6 | 14.5 | 2119 | 797263
[5 empty] | FV4BNF005000 | 1087 | (53 7/16x21 1/8x22 1/16) (172) | KFCEH0901N10 | 60 | 35.0 | 27.4 | 15 | 2290 | 794446
3.5 | 24ACA342A003 | 3/8 | 7/8 | 1208 | FY4ANF042000 | 579 | (49 5/8x21 1/8x22 1/16) (150) | KFCEH0901N10 | 60 | 41.0 | 31.5 | 13 | 1847 | 797048
| (31 1/4 x 31 1/4 x 32 1/4) (189) |  |  |  | FX4CNF048000 | 836 | (53 7/16x21 1/8x22 1/16) (170) | KFCEH0901N10 | 60 | 42.5 | 32.8 | 14 | 2104 | 794613
[5 empty] | FV4BNF005000 | 1087 | (53 7/16x21 1/8x22 1/16) (172) | KFCEH0901N10 | 60 | 41.5 | 31.8 | 14.5 | 2355 | 793498
[5 empty] | FV4BNB006000 | 1158 | (59 3/16x24 11/16x22 1/16) (207) | KFCEH0901N10 | 60 | 42.5 | 32.8 | 15 | 2426 | 794033
4 | 24ACA348A003 | 3/8 | 7/8 | 1378 | FY4ANF048000 | 661 | (53 7/16x21 1/8x22 1/16) (170) | KFCEH0901N10 | 60 | 46.0 | 34.4 | 13 | 2099 | 794647
| (31 1/4 x 31 1/4 x 39 1/8) (264) |  |  |  | FX4CNF060000 | 853 | (59 3/16x24 11/16x22 1/16) (198) | KFCEH0901N10 | 60 | 47.5 |  | 14 | 2291 | 794708
[5 empty] | FV4BNF005000 | 1087 | (53 7/16x21 1/8x22 1/16) (172) | KFCEH0901N10 | 60 | 46.5 | 34.7 | 14 | 2525 | 794604
[5 empty] | FV4BNB006000 | 1158 | (59 3/16x24 11/16x22 1/16) (207) | KFCEH0901N10 | 60 | 47.0 |  | 14.5 | 2596 | 794687
5 | 24ACA360A003 | 3/8 | 1 1/8 | 1517 | FX4CNF060000 | 853 | (59 3/16x24 11/16x22 1/16) (198) | KFCEH0901N10 | 60 | 58.0 |  | 13.2 | 2430 | 794214
| (35 x 35 x 39 1/8) (295) |  |  |  | FV4BNB006000 | 1158 | (59 3/16x24 11/16x22 1/16) (207) | KFCEH0901N10 | 60 | 57.0 | 43.7 | 13.5 | 2735 | 795996
NOTES: | [9 empty] | 377-T1S0120R07P0T18V
THIS INFORMATION IS STRICTLY CONFIDENTIAL AND INTENDED FOR THE SOLE USE OF THE PARTY TO WHOM IT IS | [12 empty] | 2007-01-18
ADDRESSED. ARI DATA IS SUBJECT TO CHANGE & SHOULD BE VERIFIED WITH CURRENT LISTINGS AT www.aridirectory.org/ari/ | [13 empty] | Page 23

## 24ACA3 Gas
|  |  | COMFORT 13 Seer AC Furnace, Model 24ACA3 with Puron® Refrigerant | [11 empty] | -1 | 36 | d | f | j
Sound as low as 74 dBA
WeatherArmor™
Steel Louver Coil Guard
Scroll Compressor
Filter Drier
Standard 5-year limited warranty on all parts and 10-year limited warranty on compressor
BUILDING TECHNOLOGY SERVICES - (190377)
Ton | Outdoor Unit (WxDxH) (Weight) | Liquid Line | Vapor Line | Price | Furnace Unit | Price | Furnace Dimensions (H x W x D) In | Furnace Coil | Price | MBH | EER | SEER | System Price | ARI Ref#
1.5 | 24ACA318A003 | 3/8 | 5/8 | 870 | 58STA045---1--08 | 501 | (33 5/16 x 14 3/16 x 28 7/8) | CNPVP1814ATA | 225 | 17.4 | 11.0 | 13 | 1596 | 794598
| (25 3/4 x 25 3/4 x 25) (156) |  |  |  | 58CVA070---1--12 | 1108 | (33 5/16 x 14 3/16 x 28 7/8) | CNPVP1814ATA | 225 | 17.2 | 11.7 | 14.5 | 2203 | 793227
2 | 24ACA324A003 | 3/8 | 5/8 | 936 | 58STA045---1--08 | 501 | (33 5/16 x 14 3/16 x 28 7/8) | CNPVP2414ATA | 234 | 22.6 | 11.0 | 13 | 1671 | 796555
| (25 3/4 x 25 3/4 x 25) (156) |  |  |  | 58CVA070---1--12 | 1108 | (33 5/16 x 14 3/16 x 28 7/8) | CNPVP2414ATA | 234 | 22.4 | 11.5 | 14 | 2278 | 793998
2.5 | 24ACA330A003 | 3/8 | 3/4 | 1023 | 58STA045---1--08 | 501 | (33 5/16 x 14 3/16 x 28 7/8) | CNPVP3014ATA | 241 | 27.8 | 11.0 | 13 | 1765 | 796982
| (25 3/4 x 25 3/4 x 28 3/8) (171) |  |  |  | 58CVA070---1--12 | 1108 | (33 5/16 x 14 3/16 x 28 7/8) | CNPVP3014ATA | 241 | 27.4 | 11.0 | 13.5 | 2372 | 794493
[5 empty] | 58CVA090---1--16 | 1197 | (33 5/16 x 17 1/2 x 28 7/8) | CNPVP3017ATA | ???? | 27.4 | 11.5 | 14.0 |  | 796930
3 | 24ACA336A003 | 3/8 | 3/4 | 1143 | 58STA070---1--16 | 526 | (33 5/16 x 17 1/2 x 28 7/8) | CNPVP3617ATA | 262 | 33.8 | 11.0 | 13 | 1931 | 794785
| (25 3/4 x 25 3/4 x 35 1/4) (189) |  |  |  | 58STA090---1--14 | 557 | (33 5/16 x 17 1/2 x 28 7/8) | CNPVP3617ATA | 262 | 33.8 | 11.0 | 13 | 1962 | n/a
[5 empty] | 58CVA090---1--16 | 1197 | (33 5/16 x 17 1/2 x 28 7/8) | CNPVP3617ATA | 262 | 33.4 | 11.5 | 14.0 | 2602 | 794994
3.5 | 24ACA342A003 | 3/8 | 7/8 | 1208 | 58STA090---1--16 | 557 | (33 5/16 x 21 x 28 7/8) | CNPVP4221ATA | 306 | 41.0 | 11.0 | 13 | 2071 | 795563
| (31 1/4 x 31 1/4 x 32 1/4) (189) |  |  |  | 58CVA110---1--20 | 1314 | (33 5/16 x 21 x 28 7/8) | CNPVP4221ATA | 306 | 40.0 | 11.5 | 14 | 2828 | 797323
4 | 24ACA348A003 | 3/8 | 7/8 | 1378 | 58STA090---1--20 | 573 | (33 5/16 x 21 x 28 7/8) | CNPVP4821ATA | 328 | 46.0 | 11.0 | 13 | 2279 | 793485
| (31 1/4 x 31 1/4 x 39 1/8) (264) |  |  |  | 58STA110---1--22 | 607 | (33 5/16 x 21 x 28 7/8) | CNPVP4821ATA | 328 | 46.0 | 11.0 | 13 | 2313 | n/a
[5 empty] | 58CVA135---1--22 | ???? | (33 5/16 x 24 1/2 x 28 7/8) | CNPVP6024ATA | 372 | 46.0 | 11.5 | 14.0 |  | 796823
5 | 24ACA360A003 | 3/8 | 1 1/8 | 1517 | 58STA135---1--22 | ???? | (33 5/16 x 24 1/2 x 28 7/8) | CNPVP6024ATA | 372 | 57.0 | 11.0 | 13 |  | 795738
| (35 x 35 x 39 1/8) (295) |  |  |  | 58CVA135---1--22 | ???? | (33 5/16 x 24 1/2 x 28 7/8) | CNPVP6024ATA | 372 | 56.0 | 11.0 | 13.5 |  | 793390
NOTES: | [9 empty] | 377-T1S0120R07P0T18V
THIS INFORMATION IS STRICTLY CONFIDENTIAL AND INTENDED FOR THE SOLE USE OF THE PARTY TO WHOM IT IS | [12 empty] | 2007-01-18
ADDRESSED. ARI DATA IS SUBJECT TO CHANGE & SHOULD BE VERIFIED WITH CURRENT LISTINGS AT www.aridirectory.org/ari/ | [13 empty] | Page 24

## 24ACA4
|  |  | COMFORT 14 Seer Air Conditioner, Model 24ACA4 with Puron® Refrigerant | [11 empty] | -1 | 36 | d | f | j
Sound as low as 74 dBA
WeatherArmor™
Steel Louver Coil Guard
Scroll Compressor
Filter Drier
Standard 5-year limited warranty on all parts and 10-year limited warranty on compressor
BUILDING TECHNOLOGY SERVICES - (190377)
Ton | Outdoor Unit (WxDxH) (Weight) | Liquid Line | Vapor Line | Price | Indoor Unit | Price | Indoor Dimensions (HxWxD) In (Weight) lbs | KW | Price | MBH | Sens | SEER | System Price | ARI Ref#
1.5 | 24ACA418A003 | 3/8 | 5/8 | 935 | FY4ANF018000 | 363 | (42 11/16x14 5/16x22 1/16) (100) | KFCEH0501N05 | 46 | 17.8 |  | 13.5 | 1344 | 793955
| (31 1/4 x 31 1/4 x 35 3/4) (217) |  |  |  | FX4CNF018000 | 577 | (42 11/16x14 5/16x22 1/16) (100) | KFCEH0501N05 | 46 | 18.0 |  | 15.5 | 1558 | 794313
[5 empty] | FV4BNF002000 | 835 | (42 11/16x17 5/8x22 1/16) (135) | KFCEH0501N05 | 46 | 18.2 |  | 16 | 1816 | 797254
2 | 24ACA424A003 | 3/8 | 5/8 | 1011 | FY4ANF030000 | 432 | (47 11/16x17 5/8x22 1/16) (120) | KFCEH0501N05 | 46 | 23.6 |  | 14 | 1489 | 793555
| (31 1/4 x 31 1/4 x 42 1/2) (225) |  |  |  | FX4CNF024000 | 603 | (47 11/16x17 5/8x22 1/16) (117) | KFCEH0501N05 | 46 | 23.8 |  | 15 | 1660 | 793291
[5 empty] | FV4BNF002000 | 835 | (42 11/16x17 5/8x22 1/16) (135) | KFCEH0501N05 | 46 | 23.8 |  | 15.5 | 1892 | 796072
[5 empty] | FV4BNF003000 | 916 | (53 7/16x21 1/8x22 1/16) (150) | KFCEH0501N05 | 46 | 23.8 |  | 16 | 1973 | 795686
2.5 | 24ACA430A003 | 3/8 | 3/4 | 1182 | FY4ANF030000 | 432 | (47 11/16x17 5/8x22 1/16) (120) | KFCEH0501N05 | 46 | 28.8 |  | 14 | 1660 | 793427
| (31 1/4 x 31 1/4 x 42 1/2) (235) |  |  |  | FX4CNF030000 | 646 | (49 5/8x17 5/8x22 1/16) (122) | KFCEH0501N05 | 46 | 29.2 |  | 15 | 1874 | 795984
[5 empty] | FV4BNF003000 | 916 | (53 7/16x21 1/8x22 1/16) (150) | KFCEH0501N05 | 46 | 29.2 |  | 15.5 | 2144 | 795977
[5 empty] | FV4BNF005000 | 1087 | (53 7/16x21 1/8x22 1/16) (172) | KFCEH0501N05 | 46 | 30.0 |  | 16 | 2315 | 795541
3 | 24ACA436A003 | 3/8 | 3/4 | 1363 | FY4ANF036000 | 509 | (53 7/16x21 1/8x22 1/16) (144) | KFCEH0901N10 | 60 | 34.8 |  | 14 | 1932 | 796638
| (35 x 35 x 35 3/4) (250) |  |  |  | FX4CNF036000 | 721 | (53 7/16x21 1/8x22 1/16) (144) | KFCEH0901N10 | 60 | 36.0 |  | 15 | 2144 | 795126
[5 empty] | FV4BNF003000 | 916 | (53 7/16x21 1/8x22 1/16) (150) | KFCEH0901N10 | 60 | 35.4 |  | 15 | 2339 | 794481
[5 empty] | FV4BNF005000 | 1087 | (53 7/16x21 1/8x22 1/16) (172) | KFCEH0901N10 | 60 | 36.6 |  | 15.5 | 2510 | 795443
3.5 | 24ACA442A003 | 3/8 | 7/8 | 1498 | FY4ANF048000 | 661 | (53 7/16x21 1/8x22 1/16) (170) | KFCEH0901N10 | 60 | 41.0 |  | 14 | 2219 | 795301
| (35 x 35 x 45 7/8) (300) |  |  |  | FX4CNF048000 | 836 | (53 7/16x21 1/8x22 1/16) (170) | KFCEH0901N10 | 60 | 40.5 |  | 15 | 2394 | 794787
[5 empty] | FV4BNF005000 | 1087 | (53 7/16x21 1/8x22 1/16) (172) | KFCEH0901N10 | 60 | 41.0 |  | 15.5 | 2645 | 793767
4 | 24ACA448A003 | 3/8 | 7/8 | 1668 | FY4ANB060000 | 753 | (59 3/16x24x22 1/16) (198) | KFCEH0901N10 | 60 | 48.5 |  | 14 | 2481 | 794577
| (35 x 35 x 32 1/4) (305) |  |  |  | FX4CNF060000 | 853 | (59 3/16x24 11/16x22 1/16) (198) | KFCEH0901N10 | 60 | 49.5 |  | 14.7 | 2581 | 795392
[5 empty] | FV4BNB006000 | 1158 | (59 3/16x24 11/16x22 1/16) (207) | KFCEH0901N10 | 60 | 48.5 |  | 15 | 2886 | 796039
5 | 24ACA460A003 | 3/8 | 1 1/8 | 1769 | FY4ANB060000 | 753 | (59 3/16x24x22 1/16) (198) | KFCEH0901N10 | 60 | 59.0 |  | 13.5 | 2582 | 796168
| (35 x 35 x 45 7/8) (355) |  |  |  | FX4CNF060000 | 853 | (59 3/16x24 11/16x22 1/16) (198) | KFCEH0901N10 | 60 | 59.5 |  | 14 | 2682 | 793669
[5 empty] | FV4BNB006000 | 1158 | (59 3/16x24 11/16x22 1/16) (207) | KFCEH0901N10 | 60 | 59.0 |  | 14.5 | 2987 | 793757
NOTES: | [9 empty] | 377-T1S0120R07P0T18V
THIS INFORMATION IS STRICTLY CONFIDENTIAL AND INTENDED FOR THE SOLE USE OF THE PARTY TO WHOM IT IS | [12 empty] | 2007-01-18
ADDRESSED. ARI DATA IS SUBJECT TO CHANGE & SHOULD BE VERIFIED WITH CURRENT LISTINGS AT www.aridirectory.org/ari/ | [13 empty] | Page 25

## 24ACA4 Gas
|  |  | COMFORT 14 Seer AC Furnace, Model 24ACA4 with Puron® Refrigerant | [11 empty] | -1 | 36 | d | f | j
Sound as low as 74 dBA
WeatherArmor™
Steel Louver Coil Guard
Scroll Compressor
6 point diagnostic capability
Standard 5-year limited warranty on all parts and 10-year limited warranty on compressor
BUILDING TECHNOLOGY SERVICES - (190377)
Ton | Outdoor Unit (WxDxH) (Weight) | Liquid Line | Vapor Line | Price | Furnace Unit | Price | Furnace Dimensions (Width) In (Weight) lbs | Furnace Coil | Price | MBH | Sens | SEER | System Price | ARI Ref#
1.5 | 24ACA418A003 | 3/8 | 5/8 | 935 | 58STA045---1--08 | 501 | (14 3/16) (104) | CNPVP1814ATA | 225 | 17.8 |  | 13.5 | 1661 | 793670
| (31 1/4 x 31 1/4 x 35 3/4) (217) |  |  |  | 58CVA070---1--12 | 1108 | (14 3/16) (127) | CNPVP1814ATA | 225 | 17.6 |  | 15.0 | 2268 | 796678
2 | 24ACA424A003 | 3/8 | 5/8 | 1011 | 58STA045---1--08 | 501 | (14 3/16) (104) | CNPVP2414ATA | 234 | 23.6 |  | 14.0 | 1746 | 794507
| (31 1/4 x 31 1/4 x 42 1/2) (225) |  |  |  | 58CVA070---1--12 | 1108 | (14 3/16) (127) | CNPVP2414ATA | 234 | 23.2 |  | 15.0 | 2353 | 796125
2.5 | 24ACA430A003 | 3/8 | 3/4 | 1182 | 58STA070---1--16 | 526 | (17 1/2) (126) | CNPVP3014ATA | 241 | 29.0 |  | 14.0 | 1949 | 797148
| (31 1/4 x 31 1/4 x 42 1/2) (235) |  |  |  | 58CVA070---1--12 | 1108 | (17 1/2) (126) | CNPVP3014ATA | 241 | 28.8 |  | 15.0 | 2531 | 794877
3 | 24ACA436A003 | 3/8 | 3/4 | 1363 | 58STA090---1--14 | 557 | (17 1/2) (127) | CNPVP3617ATA | 262 | 35.4 |  | 14.0 | 2182 | 795353
| (35 x 35 x 35 3/4) (250) |  |  |  | 58CVA090---1--16 | 1197 | (21) (151) | CNPVP3617ATA | 262 | 35.0 |  | 15.0 | 2822 | 796693
3.5 | 24ACA442A003 | 3/8 | 7/8 | 1498 | 58STA090---1--16 | 557 | (17 1/2) (140) | CNPVP4221ATA | 306 | 39.5 |  | 14.0 | 2361 | 794672
| (35 x 35 x 45 7/8) (300) |  |  |  | 58CVA110---1--20 | 1314 | (17 1/2) (140) | CNPVP4221ATA | 306 | 40.0 |  | 15.0 | 3118 | 795490
4 | 24ACA448A003 | 3/8 | 7/8 | 1668 | 58STA110---1--22 | 607 | (17 1/2) (152) | CNPVP6024ATA | 372 | 47.0 |  | 14.0 | 2647 | 795683
| (35 x 35 x 32 1/4) (305) |  |  |  | 58CVA135---1--22 | ???? | (24 1/2) (177) | CNPVP4824ATA | ???? | 46.0 |  | 14.5 |  | 793744
5 | 24ACA460A003 | 3/8 | 1 1/8 | 1769 | 58STA110---1--22 | 607 | (17 1/2) (152) | CNPVP6024ATA | 372 | 58.0 |  | 14.0 | 2748 | 797221
| (35 x 35 x 45 7/8) (355) |  |  |  | 58CVA135---1--22 | ???? | (24 1/2) (177) | CNPVP6024ATA | 372 | 57.5 |  | 14.5 |  | 793278
NOTES: | [9 empty] | 377-T1S0120R07P0T18V
THIS INFORMATION IS STRICTLY CONFIDENTIAL AND INTENDED FOR THE SOLE USE OF THE PARTY TO WHOM IT IS | [12 empty] | 2007-01-18
ADDRESSED. ARI DATA IS SUBJECT TO CHANGE & SHOULD BE VERIFIED WITH CURRENT LISTINGS AT www.aridirectory.org/ari/ | [13 empty] | Page 26
Please Call For Availability.
This product is not stocked in Florida!

## 24ACR3 Gas
|  |  | COMFORT 13 Seer AC Furnace, Model 24ACR3 with R-22 Refrigerant | [11 empty] | -1 | 36 | d | f | j
Sound as low as 76 dBA
Steel Louver Coil Guard
WeatherArmor™
Scroll Compressor
6 point diagnostic capability
Standard 5-year limited warranty on all parts and 10-year limited warranty on compressor
BUILDING TECHNOLOGY SERVICES - (190377)
Ton | Outdoor Unit (WxDxH) (Weight) | Liquid Line | Vapor Line | Price | Furnace Unit | Price | Furnace Dimensions (H x W x D) In | Furnace Coil | Price | MBH | EER | SEER | System Price | ARI Ref#
1.5 | 24ACR318A003 | 3/8 | 5/8 | 864 | 58STA045---1--08 | 501 | (33 5/16 x 14 3/16 x 28 7/8) | CNRVP1814ATA | 222 | 17.3 | 11.0 | 13 | 1587 | 793372
| (25 3/4 x 25 3/4 x 28 3/8) (165) |  |  |  | 58CVA070---1--12 | 1108 | (33 5/16 x 14 3/16 x 28 7/8) | CNRVP1814ATA | 222 | 17.0 | 11.7 | 14.5 | 2194 | 796151
2 | 24ACR324A003 | 3/8 | 5/8 | 931 | 58STA045---1--08 | 501 | (33 5/16 x 14 3/16 x 28 7/8) | CNRVP2414ATA | 231 | 23.0 | 11.0 | 13 | 1663 | 796907
| (25 3/4 x 25 3/4 x 31 3/4) (171) |  |  |  | 58CVA070---1--12 | 1108 | (33 5/16 x 14 3/16 x 28 7/8) | CNRVP2414ATA | 231 | 22.8 | 11.5 | 14 | 2270 | 795524
2.5 | 24ACR330A003 | 3/8 | 3/4 | 1018 | 58STA045---1--12 | 501 | (33 5/16 x 14 3/16 x 28 7/8) | CNRVP3014ATA | 237 | 28.0 | 11.0 | 13 | 1756 | 797252
| (31 1/4 x 31 1/4 x 25 1/2) (193) |  |  |  | 58STA070---1--12 | 526 | (33 5/16 x 14 3/16 x 28 7/8) | CNRVP3014ATA | 237 | 28.0 | 11.0 | 13 | 1781 | n/a
[5 empty] | 58CVA070---1--12 | 1108 | (33 5/16 x 14 3/16 x 28 7/8) | CNRVP3014ATA | 237 | 28.0 | 11.5 | 14.0 | 2363 | 795990
3 | 24ACR336A003 | 3/8 | 3/4 | 1138 | 58STA070---1--16 | 526 | (33 5/16 x 17 1/2 x 28 7/8) | CNRVP3617ATA | 261 | 34.0 | 11.0 | 13 | 1925 | 796142
| (31 1/4 x 31 1/4 x 32 1/4) (214) |  |  |  | 58STA090---1--14 | 557 | (33 5/16 x 17 1/2 x 28 7/8) | CNRVP3617ATA | 261 | 34.0 | 11.0 | 13 | 1956 | n/a
[5 empty] | 58CVA090---1--16 | 1197 | (33 5/16 x 17 1/2 x 28 7/8) | CNRVP3617ATA | 261 | 34.0 | 11.5 | 14.0 | 2596 | 796313
3.5 | 24ACR342A003 | 3/8 | 7/8 | 1203 | 58STA090---1--16 | 557 | (33 5/16 x 21 x 28 7/8) | CNRVP4221ATA | 301 | 40.5 | 11.0 | 13 | 2061 | 793826
| (31 1/4 x 31 1/4 x 39 1/8) (253) |  |  |  | 58CVA110---1--20 | 1314 | (33 5/16 x 21 x 28 7/8) | CNRVP4221ATA | 301 | 40.5 | 11.5 | 14 | 2818 | 795361
4 | 24ACR348A003 | 3/8 | 7/8 | 1372 | 58STA090---1--20 | 573 | (33 5/16 x 21 x 28 7/8) | CNRVP4821ATA | 338 | 46.0 | 11.0 | 13 | 2283 | 795420
| (35 x 35 x 42 1/2) (299) |  |  |  | 58STA110---1--22 | 607 | (33 5/16 x 21 x 28 7/8) | CNRVP4821ATA | 338 | 46.0 | 11.0 | 13 | 2317 | n/a
[5 empty] | 58CVA135---1--22 | ???? | (33 5/16 x 24 1/2 x 28 7/8) | CNRVP4824ATA | ???? | 46.0 | 11.5 | 14.0 |  | 795774
5 | 24ACR360A003 | 3/8 | 1 1/8 | 1512 | 58STA135---1--22 | ???? | (33 5/16 x 24 1/2 x 28 7/8) | CNRVP6024ATA | 410 | 57.0 | 11.0 | 13 |  | 795421
| (35 x 35 x 32 1/4) (304) |  |  |  | 58CVA135---1--22 | ???? | (33 5/16 x 24 1/2 x 28 7/8) | CNRVP6024ATA | 410 | 56.0 | 11.0 | 13.2 |  | 793769
NOTES: | [9 empty] | 377-T1S0120R07P0T18V
THIS INFORMATION IS STRICTLY CONFIDENTIAL AND INTENDED FOR THE SOLE USE OF THE PARTY TO WHOM IT IS | [12 empty] | 2007-01-18
ADDRESSED. ARI DATA IS SUBJECT TO CHANGE & SHOULD BE VERIFIED WITH CURRENT LISTINGS AT www.aridirectory.org/ari/ | [13 empty] | Page 27

## 24APA5
|  |  | PERFORMANCE 15 Seer AC, Model 24APA5 with Puron® Refrigerant | [11 empty] | -1 | 36 | d | f | j
Silencer System II™ for sound as low as 67 dBA
Steel Louver Coil Guard
WeatherArmor™ Ultra
Scroll Compressor
Filter Drier
Standard 5-year limited warranty on all parts and 10-year limited warranty on compressor
BUILDING TECHNOLOGY SERVICES - (190377)
Ton | Outdoor Unit (WxDxH) (Weight) | Liquid Line | Vapor Line | Price | Indoor Unit | Price | Indoor Dimensions (HxWxD) In (Weight) lbs | KW | Price | MBH | Sens | SEER | System Price | ARI Ref#
1.5 | 24APA518A003 | 3/8 | 5/8 | 1386 | FV4BNF002000 | 835 | (42 11/16x17 5/8x22 1/16) (135) | KFCEH0501N05 | 46 | 18.4 |  | 16 | 2267 | 903231
| (29 1/4 x 33 x 37 7/8) (251) |  |  |  | FE4ANF002000 | 1124 | (42 11/16x17 5/8x22 1/16) (135) | KFCEH2901N09 | 80 | 18.4 |  | 16 | 2590 | 905638
2 | 24APA524A003 | 3/8 | 5/8 | 1478 | FV4BNF002000 | 835 | (42 11/16x17 5/8x22 1/16) (135) | KFCEH0501N05 | 46 | 23.6 |  | 15 | 2359 | 906120
| (29 1/4 x 33 x 37 7/8) (260) |  |  |  | FE4ANF002000 | 1124 | (42 11/16x17 5/8x22 1/16) (135) | KFCEH2901N09 | 80 | 23.6 |  | 15.5 | 2682 | 903528
2.5 | 24APA530A003 | 3/8 | 3/4 | 1619 | FV4BNF003000 | 916 | (53 7/16x21 1/8x22 1/16) (150) | KFCEH0501N05 | 46 | 29.2 |  | 15.5 | 2581 | 904659
| (35 1/2 x 40 x 35 1/4) (284) |  |  |  | FE4ANF003000 | 1189 | (53 7/16x21 1/8x22 1/16) (150) | KFCEH2901N09 | 80 | 29.2 |  | 15.5 | 2888 | 905872
3 | 24APA536A003 | 3/8 | 3/4 | 1856 | FV4BNF003000 | 916 | (53 7/16x21 1/8x22 1/16) (150) | KFCEH0901N10 | 60 | 35.0 |  | 15.5 | 2832 | 904346
| (35 1/2 x 40 x 35 1/4) (295) |  |  |  | FE4ANF003000 | 1189 | (53 7/16x21 1/8x22 1/16) (150) | KFCEH2901N09 | 80 | 35.0 |  | 15.5 | 3125 | 906228
3.5 | 24APA542A003 | 3/8 | 7/8 | 1959 | FV4BNF005000 | 1087 | (53 7/16x21 1/8x22 1/16) (172) | KFCEH0901N10 | 60 | 42.0 |  | 15.5 | 3106 | 906359
| (35 1/2 x 40 x 45 1/2) (340) |  |  |  | FE4ANF005000 | 1382 | (53 7/16x21 1/8x22 1/16) (172) | KFCEH2901N09 | 80 | 42.0 |  | 15.5 | 3421 | 904279
4 | 24APA548A003 | 3/8 | 7/8 | 2131 | FV4BNF005000 | 1087 | (53 7/16x21 1/8x22 1/16) (172) | KFCEH0901N10 | 60 | 47.5 |  | 15 | 3278 | 904922
| (35 1/2 x 40 x 45 1/2) (379) |  |  |  | FE4ANF005000 | 1382 | (53 7/16x21 1/8x22 1/16) (172) | KFCEH2901N09 | 80 | 47.5 |  | 15 | 3593 | 905991
5 | 24APA560A003 | 3/8 | 1 1/8 | 2287 | FV4BNB006000 | 1158 | (59 3/16x24 11/16x22 1/16) (207) | KFCEH0901N10 | 60 | 59.0 |  | 15 | 3505 | 903891
| (35 1/2 x 40 x 45 1/2) (395) |  |  |  | FE4ANB006000 | 1461 | (59 3/16x24 11/16x22 1/16) (207) | KFCEH2901N09 | 80 | 59.0 |  | 15 | 3828 | 905157
FYI: A single point wiring kit, KFASP0101SPK, is required for single point connection with all fused 15 & 20 KW heaters.
[8 empty] | ACCESSORIES | [5 empty] | Price
[8 empty] | SYSTXCCUID01-A |  | Infinity Control - Must be used with FE Fan Coil |  |  |  | 240
NOTES: | [9 empty] | 377-T1S0120R07P0T18V
THIS INFORMATION IS STRICTLY CONFIDENTIAL AND INTENDED FOR THE SOLE USE OF THE PARTY TO WHOM IT IS | [12 empty] | 2007-01-18
ADDRESSED. ARI DATA IS SUBJECT TO CHANGE & SHOULD BE VERIFIED WITH CURRENT LISTINGS AT www.aridirectory.org/ari/ | [13 empty] | Page 28

## 24APA5 Gas
|  |  | PERFORMANCE 15 Seer AC Furnace, Model 24APA5 with Puron® Refrigerant | [11 empty] | -1 | 36 | d | f | j
Silencer System II™ for sound as low as 67 dBA
Steel Louver Coil Guard
WeatherArmor™ Ultra
Scroll Compressor
Filter Drier
Standard 5-year limited warranty on all parts and 10-year limited warranty on compressor
BUILDING TECHNOLOGY SERVICES - (190377)
Ton | Outdoor Unit (WxDxH) (Weight) | Liquid Line | Vapor Line | Price | Furnace Unit | Price | Furnace Dimensions (H x W x D) In | Furnace Coil | Price | MBH | EER | SEER | System Price | ARI Ref#
1.5 | 24APA518A003 | 3/8 | 5/8 | 1386 | 58STA045---1--08 | 501 | (33 5/16 x 14 3/16 x 28 7/8) | CNPVP1814ATA | 225 | 18.2 |  | 14.0 | 2112 | 905564
| (29 1/4 x 33 x 37 7/8) (251) |  |  |  | 58CVA070---1--12 | 1108 | (33 5/16 x 14 3/16 x 28 7/8) | CNPVP3014ATA | 241 | 18.2 | 13.2 | 16.0 | 2735 | 902974
2 | 24APA524A003 | 3/8 | 5/8 | 1478 | 58STA045---1--08 | 501 | (33 5/16 x 14 3/16 x 28 7/8) | CNPVP2414ATA | 234 | 23.2 |  | 14.0 | 2213 | 906313
| (29 1/4 x 33 x 37 7/8) (260) |  |  |  | 58CVA070---1--12 | 1108 | (33 5/16 x 14 3/16 x 28 7/8) | CNPVP2414ATA | 234 | 23.0 | 13.0 | 15.0 | 2820 | 905611
2.5 | 24APA530A003 | 3/8 | 3/4 | 1619 | 58STA045---1--12 | 501 | (33 5/16 x 14 3/16 x 28 7/8) | CNPVP3014ATA | 241 | 28.8 |  | 14 | 2361 | 906270
| (35 1/2 x 40 x 35 1/4) (284) |  |  |  | 58STA070---1--12 | 526 | (33 5/16 x 14 3/16 x 28 7/8) | CNPVP3014ATA | 241 | 28.8 |  | 14 | 2386 | n/a
[5 empty] | 58CVA070---1--12 | 1108 | (33 5/16 x 14 3/16 x 28 7/8) | CNPVP3014ATA | 241 | 28.8 | 12.8 | 15.0 | 2968 | 903997
3 | 24APA536A003 | 3/8 | 3/4 | 1856 | 58STA070---1--16 | 526 | (33 5/16 x 17 1/2 x 28 7/8) | CNPVP3617ATA | 262 | 34.8 |  | 14 | 2644 | 903794
| (35 1/2 x 40 x 35 1/4) (295) |  |  |  | 58STA090---1--14 | 557 | (33 5/16 x 17 1/2 x 28 7/8) | CNPVP3617ATA | 262 |  |  |  | 2675 | n/a
[5 empty] | 58CVA090---1--16 | 1197 | (33 5/16 x 17 1/2 x 28 7/8) | CNPVP3617ATA | 262 | 34.6 | 12.75 | 15.0 | 3315 | 906087
3.5 | 24APA542A003 | 3/8 | 7/8 | 1959 | 58STA090---1--16 | 557 | (33 5/16 x 21 x 28 7/8) | CNPVP4221ATA | 306 | 41.0 |  | 13.5 | 2822 | 904479
| (35 1/2 x 40 x 45 1/2) (340) |  |  |  | 58CVA110---1--20 | 1314 | (33 5/16 x 21 x 28 7/8) | CNPVP4221ATA | 306 | 41.5 | 12.85 | 15.0 | 3579 | 903401
4 | 24APA548A003 | 3/8 | 7/8 | 2131 | 58STA090---1--20 | 573 | (33 5/16 x 21 x 28 7/8) | CNPVP4821ATA | 328 | 47.0 |  | 13.5 | 3032 | 905719
| (35 1/2 x 40 x 45 1/2) (379) |  |  |  | 58STA110---1--22 | 607 | (33 5/16 x 21 x 28 7/8) | CNPVP4821ATA | 328 |  |  |  | 3066 | n/a
[5 empty] | 58CVA135---1--22 | ???? | (33 5/16 x 24 1/2 x 28 7/8) | CNPVP6024ATA | 372 | 47.5 | 13.0 | 15.0 |  | 906500
5 | 24APA560A003 | 3/8 | 1 1/8 | 2287 | 58STA135---1--22 | ???? | (33 5/16 x 24 1/2 x 28 7/8) | CNPVP6024ATA | 372 | 58.5 |  | 14.0 |  | 903951
| (35 1/2 x 40 x 45 1/2) (395) |  |  |  | 58CVA155---1--22 | ???? | (33 5/16 x 24 1/2 x 28 7/8) | CNPVP6024ATA | 372 | 58.5 | 12.2 | 14.5 |  | 905552
NOTES: | [9 empty] | 377-T1S0120R07P0T18V
THIS INFORMATION IS STRICTLY CONFIDENTIAL AND INTENDED FOR THE SOLE USE OF THE PARTY TO WHOM IT IS | [12 empty] | 2007-01-18
ADDRESSED. ARI DATA IS SUBJECT TO CHANGE & SHOULD BE VERIFIED WITH CURRENT LISTINGS AT www.aridirectory.org/ari/ | [13 empty] | Page 29

## 24ANA7
|  |  | INFINITY 17 Seer Air Conditioner, Model 24ANA7 with Puron® Refrigerant | [11 empty] | -1 | 36 | d | f | j
Silencer System II™ for sound as low as 72 dBA
Variable speed outdoor condenser fan motor
WeatherArmor™ Ultra
Scroll Compressor
Filter Drier
Standard 5-year limited warranty on all parts and 10-year limited warranty on compressor
BUILDING TECHNOLOGY SERVICES - (190377)
Ton | Outdoor Unit (WxDxH) (Weight) | Liquid Line | Vapor Line | Price | Indoor Unit | Price | Indoor Dimensions (HxWxD) In (Weight) lbs | KW | Price | MBH | Sens | SEER | System Price | ARI Ref#
2 | 24ANA724A003 | 3/8 | 3/4 | 1653 | FE4ANF002000 | 1124 | (42 11/16x17 5/8x22 1/16) (135) | KFCEH2901N09 | 80 | 23.8 |  | 15 | 2857 | 874068
(33 x 29 x 36) (300)
3 | 24ANA736A003 | 3/8 | 7/8 | 1930 | FE4ANF003000 | 1189 | (53 7/16x21 1/8x22 1/16) (150) | KFCEH2901N09 | 80 | 34.6 |  | 16 | 3199 | 872878
| (40 x 35 1/2 x 36) (320) |  |  |  | FE4ANF005000 | 1382 | (53 7/16x21 1/8x22 1/16) (172) | KFCEH2901N09 | 80 | 35.8 |  | 16.8 | 3392 | 873878
4 | 24ANA748A003 | 3/8 | 7/8 | 2332 | FE4ANB006000 | 1461 | (59 3/16x24 11/16x22 1/16) (207) | KFCEH2901N09 | 80 | 48.0 |  | 16 | 3873 | 873544
| (40 x 35 1/2 x 46) (340) |  |  |  | FE4ANF005000 | 1382 | (53 7/16x21 1/8x22 1/16) (172) | KFCEH2901N09 | 80 | 48.0 |  | 15.7 | 3794 | 874030
5 | 24ANA760A003 | 3/8 | 1 1/8 | 2434 | FE4ANB006000 | 1461 | (59 3/16x24 11/16x22 1/16) (207) | KFCEH2901N09 | 80 | 60.0 |  | 15 | 3975 | 873558
(40 x 35 1/2 x 46) (360)
[8 empty] | ACCESSORIES | [5 empty] | Price
[8 empty] | SYSTXCCUID01-A |  | Infinity Control - Must be used with FE Fan Coil |  |  |  | 240
INFINITY 17 Seer AC Furnace, Model 24ANA7 with Puron® Refrigerant
Ton | Outdoor Unit (WxDxH) (Weight) | Liquid Line | Vapor Line | Price | Furnace Unit | Price | Furnace Dimensions (H x W x D) In | Furnace Coil | Price | MBH | EER | SEER | System Price | ARI Ref#
2 | 24ANA724A003 | 3/8 | 3/4 | 1653 | [9 empty] | n/a
| (33 x 29 x 36) (300) |  |  |  | 58CVA090---1--16 | 1197 | (33 5/16 x 17 1/2 x 28 7/8) | CNPVP3617ATA | 262 | 23.6 | 11.3 | 15 | 3112 | 872898
3 | 24ANA736A003 | 3/8 | 7/8 | 1930 | [9 empty] | n/a
| (40 x 35 1/2 x 36) (320) |  |  |  | 58CVA110---1--20 | 1314 | (33 5/16 x 21 x 28 7/8) | CNPVP4221ATA | 306 | 34.8 | 12.4 | 16 | 3550 | 873037
4 | 24ANA748A003 | 3/8 | 7/8 | 2332 | [9 empty] | n/a
| (40 x 35 1/2 x 46) (340) |  |  |  | 58CVA135---1--22 | ???? | (33 5/16 x 24 1/2 x 28 7/8) | CNPVP6024ATA | 372 | 47.5 | 11.4 | 15.5 |  | 873421
5 | 24ANA760A003 | 3/8 | 1 1/8 | 2434 | [9 empty] | n/a
| (40 x 35 1/2 x 46) (360) |  |  |  | 58CVA135---1--22 | ???? | (33 5/16 x 24 1/2 x 28 7/8) | CNPVP6024ATA | 372 | 59.5 | 10.7 | 14.5 |  | 873195
NOTES: | [9 empty] | 377-T1S0120R07P0T18V
THIS INFORMATION IS STRICTLY CONFIDENTIAL AND INTENDED FOR THE SOLE USE OF THE PARTY TO WHOM IT IS | [12 empty] | 2007-01-18
ADDRESSED. ARI DATA IS SUBJECT TO CHANGE & SHOULD BE VERIFIED WITH CURRENT LISTINGS AT www.aridirectory.org/ari/ | [13 empty] | Page 30

## 24ANA1
|  |  | INFINITY 21 Seer Air Conditioner, Model 24ANA1 with Puron® Refrigerant | [11 empty] | -1 | 36 | d | f | j
Silencer System II™ for sound as low as 70 dBA
Variable speed outdoor condenser fan motor
WeatherArmor™ Ultra
Scroll Compressor
Upto 22 point diagnostic capability
Standard 5-year limited warranty on all parts and 10-year limited warranty on compressor
BUILDING TECHNOLOGY SERVICES - (190377)
Ton | Outdoor Unit (WxDxH) (Weight) | Liquid Line | Vapor Line | Price | Indoor Unit | Price | Indoor Dimensions (HxWxD) In (Weight) lbs | KW | Price | MBH | Sens | SEER | System Price | ARI Ref#
2 | 24ANA124A003 | 3/8 | 5/8 | 2173 | FE5ANB004000 | 1519 | (53 7/16x24 11/16x22 1/16) (172) | KFCEH2901N09 | 80 | 26.6 |  | 21 | 3772 | 1030728
(40 x 35 1/2 x 46) (320)
3 | 24ANA136A003 | 3/8 | 3/4 | 2656 | FE4ANF005000 | 1382 | (53 7/16x21 1/8x22 1/16) (172) | KFCEH2901N09 | 80 | 36.0 |  | 20 | 4118 | n/a
(40 x 35 1/2 x 46) (330)
4 | 24ANA148A003 | 3/8 | 7/8 | 2800 | FE4ANB006000 | 1461 | (59 3/16x24 11/16x22 1/16) (207) | KFCEH2901N09 | 80 | 48.0 |  | 17 | 4341 | n/a
(40 x 35 1/2 x 46) (340)
5 | 24ANA160A003 | 3/8 | 1 1/8 | 3114 | FE4ANB006000 | 1461 | (59 3/16x24 11/16x22 1/16) (207) | KFCEH2901N09 | 80 | 60.0 |  | 16 | 4655 | n/a
(40 x 35 1/2 x 46) (360)
Please Note: FE5 air handlers are NOT multipoise units and are UPFLOW only.
[8 empty] | ACCESSORIES | [5 empty] | Price
[8 empty] | SYSTXCCUID01-A |  | Infinity Control - Must be used with FE Fan Coil |  |  |  | 240
INFINITY 21 Seer AC Furnace, Model 24ANA1 with Puron® Refrigerant
Ton | Outdoor Unit (WxDxH) (Weight) | Liquid Line | Vapor Line | Price | Furnace Unit | Price | Furnace Dimensions (H x W x D) In | Furnace Coil | Price | MBH | EER | SEER | System Price | ARI Ref#
2 | 24ANA124A003 | 3/8 | 5/8 | 2173 | [9 empty] | n/a
| (40 x 35 1/2 x 46) (320) |  |  |  | 58CVA070---1--12 | 1108 | (33 5/16 x 14 3/16 x 28 7/8) | CNPVP2414ATA | 234 | 25.2 |  | 18 | 3515 | 1030755
3 | 24ANA136A003 | 3/8 | 3/4 | 2656 | [8 empty] | 2656 | n/a
| (40 x 35 1/2 x 46) (330) |  |  |  | 58CVA090---1--16 | 1197 | (33 5/16 x 17 1/2 x 28 7/8) | CNPVP3617ATA | 262 | 36.4 |  | 18 | 4115 | 1076619
4 | 24ANA148A003 | 3/8 | 7/8 | 2800 | [8 empty] | 2800 | n/a
| (40 x 35 1/2 x 46) (340) |  |  |  | 58CVA110---1--20 | 1314 | (33 5/16 x 21 x 28 7/8) | CNPVP4821ATA | 328 | 46.5 |  | 16 | 4442 | 1076851
5 | 24ANA160A003 | 3/8 | 1 1/8 | 3114 | [8 empty] | 3114 | n/a
| (40 x 35 1/2 x 46) (360) |  |  |  | 58CVA135---1--22 | ???? | (33 5/16 x 24 1/2 x 28 7/8) | CNPVP6024ATA | 372 | 57.5 |  | 15.2 |  | 1076945
NOTES: | [9 empty] | 377-T1S0120R07P0T18V
THIS INFORMATION IS STRICTLY CONFIDENTIAL AND INTENDED FOR THE SOLE USE OF THE PARTY TO WHOM IT IS | [12 empty] | 2007-01-18
ADDRESSED. ARI DATA IS SUBJECT TO CHANGE & SHOULD BE VERIFIED WITH CURRENT LISTINGS AT www.aridirectory.org/ari/ | [13 empty] | Page 31

## 25HBA3
|  |  | BASE 13 Seer HP, Model 25HBA3 with Puron® Refrigerant | [12 empty] | -1 | 36 | d | f | j
Sound as low as 74 dBA
Field Installed 8 cu. in. Filter Drier
Front Seating Service Valves
Internal Pressure Relief Valve
Dense wire coil guard
Standard 5-year limited warranty on all parts and 5-year limited warranty on compressor
BUILDING TECHNOLOGY SERVICES - (190377)
Ton | Outdoor Unit (WxDxH) (Weight) | Liquid Line | Vapor Line | Price | Indoor Unit | Price | Indoor Dimensions (HxWxD) In (Weight) lbs | KW | Price | Cool/Heat Capacity | HSPF | Sens | SEER | System Price | ARI Ref#
1.5 | 25HBA318A003 | 3/8 | 5/8 | 1052 | FF1ENP018005 | 480 | (38 1/16x22 1/8x15 3/16) (90) | KFCEH0501N05 | 46 | 17.1/18.0 | 7.7 |  | 13 | 1578 | 748501
| (26 x 26 x 32) (146) |  |  |  | FF1ENP024005 | 493 | (38 1/16x22 1/8x15 3/16) (92) | KFCEH0501N05 | 46 | 17.4/17.9 | 7.7 |  | 13.2 | 1591 | 750234
[5 empty] | FY4ANF018000 | 363 | (42 11/16x14 5/16x22 1/16) (100) | KFCEH0501N05 | 46 | 17.1/18.0 | 7.7 | 13.0 | 13 | 1461 | 748515
[5 empty] | FX4CNF018000 | 577 | (42 11/16x14 5/16x22 1/16) (100) | KFCEH0501N05 | 46 | 17.5/17.6 | 8.0 | 13.3 | 14 | 1675 | 747574
[5 empty] | FV4BNF002000 | 835 | (42 11/16x17 5/8x22 1/16) (135) | KFCEH0501N05 | 46 | 17.7/17.2 | 8.2 | 13.6 | 14.0 | 1933 | 747199
2 | 25HBA324A003 | 3/8 | 5/8 | 1080 | FF1ENP024005 | 493 | (38 1/16x22 1/8x15 3/16) (92) | KFCEH0501N05 | 46 | 22.8/24.0 | 8.2 |  | 13 | 1619 | 744136
| (31 x 31 x 29) (162) |  |  |  | FF1ENP030075 | 568 | (38 1/16x22 1/8x15 3/16) (95) | KFCEH0501N05 | 46 | 22.8/24.2 | 8.0 |  | 13 | 1694 | 746535
[5 empty] | FY4ANF024000 | 387 | (47 11/16x17 5/8x22 1/16) (117) | KFCEH0501N05 | 46 | 22.6/24.0 | 8.2 | 17.2 | 13 | 1513 | 748747
[5 empty] | FX4CNF024000 | 603 | (47 11/16x17 5/8x22 1/16) (117) | KFCEH0501N05 | 46 | 23.0/23.8 | 8.3 | 17.5 | 14 | 1729 | 745936
[5 empty] | FV4BNF002000 | 835 | (42 11/16x17 5/8x22 1/16) (135) | KFCEH0501N05 | 46 | 23.2/23.2 | 8.5 | 17.7 | 14 | 1961 | 745393
[5 empty] | FV4BNF003000 | 916 | (53 7/16x21 1/8x22 1/16) (150) | KFCEH0501N05 | 46 | 23.4/23.6 | 8.5 |  | 14.0 | 2042 | 748789
2.5 | 25HBA330A003 | 3/8 | 3/4 | 1150 | FF1ENP030075 | 568 | (38 1/16x22 1/8x15 3/16) (95) | KFCEH0501N05 | 46 | 29.0/31.8 | 8.2 |  | 13 | 1764 | 748211
| (31 x 31 x 46) (203) |  |  |  | FF1ENP036011 | 627 | (43 3/16x22 1/8x18 3/8) (110) | KFCEH0501N05 | 46 | 29.6/32.0 | 8.3 |  | 13 | 1823 | 750755
[5 empty] | FY4ANF030000 | 432 | (47 11/16x17 5/8x22 1/16) (120) | KFCEH0501N05 | 46 | 29.2/31.8 | 8.3 | 21.6 | 13 | 1628 | 746841
[5 empty] | FX4CNF030000 | 646 | (49 5/8x17 5/8x22 1/16) (122) | KFCEH0501N05 | 46 | 29.6/31.4 | 8.5 | 22.2 | 14 | 1842 | 749650
[5 empty] | FV4BNF003000 | 916 | (53 7/16x21 1/8x22 1/16) (150) | KFCEH0501N05 | 46 | 29.8/30.8 | 8.5 | 22.0 | 14 | 2112 | 744240
[5 empty] | FV4BNF005000 | 1087 | (53 7/16x21 1/8x22 1/16) (172) | KFCEH0801N08 | 53 | 30.6/30.8 | 8.9 |  | 14.0 | 2290 | 747636
3 | 25HBA336A003 | 3/8 | 3/4 | 1176 | FF1ENP036011 | 627 | (43 3/16x22 1/8x18 3/8) (110) | KFCEH0901N10 | 60 | 33.6/35.4 | 7.9 |  | 13 | 1863 | 747162
| (31 x 31 x 46) (207) |  |  |  | FY4ANF036000 | 509 | (53 7/16x21 1/8x22 1/16) (144) | KFCEH0901N10 | 60 | 33.0/35.2 | 7.7 | 26.0 | 13 | 1745 | 744512
[5 empty] | FX4CNF042000 | 792 | (49 5/8x21 1/8x22 1/16) (150) | KFCEH0901N10 | 60 | 34.8/35.2 | 8.5 | 27.1 | 14 | 2028 | 743512
[5 empty] | FV4BNF003000 | 916 | (53 7/16x21 1/8x22 1/16) (150) | KFCEH0901N10 | 60 | 33.8/34.4 | 8.1 | 26.3 | 14 | 2152 | 750720
[5 empty] | FV4BNF005000 | 1087 | (53 7/16x21 1/8x22 1/16) (172) | KFCEH0801N08 | 53 | 35.0/33.8 | 8.6 |  | 14.0 | 2316 | 745188
3.5 | 25HBA342A003 | 3/8 | 7/8 | 1263 | FY4ANF042000 | 579 | (49 5/8x21 1/8x22 1/16) (150) | KFCEH0901N10 | 60 | 40.5/42.0 | 8.1 | 30.6 | 13 | 1902 | 749385
| (35 x 35 x 39) (246) |  |  |  | FX4CNF042000 | 792 | (49 5/8x21 1/8x22 1/16) (150) | KFCEH0901N10 | 60 | 41.5/42.0 | 8.4 | 31.3 | 14 | 2115 | 743769
[5 empty] | FV4BNF005000 | 1087 | (53 7/16x21 1/8x22 1/16) (172) | KFCEH0901N10 | 60 | 42.0/40.5 | 8.3 | 31.9 | 14 | 2410 | 745651
[5 empty] | FV4BNB006000 | 1158 | (59 3/16x24 11/16x22 1/16) (207) | KFCEH0901N10 | 60 | 42.5/39.5 | 8.4 |  | 14.0 | 2481 | 747428
4 | 25HBA348A003 | 3/8 | 7/8 | 1341 | FY4ANF048000 | 661 | (53 7/16x21 1/8x22 1/16) (170) | KFCEH0901N10 | 60 | 46.5/48.5 | 8.3 | 35.4 | 13 | 2062 | 746913
| (35 x 35 x 32) (263) |  |  |  | FX4CNF048000 | 836 | (53 7/16x21 1/8x22 1/16) (170) | KFCEH0901N10 | 60 | 47.5/47.5 | 8.6 | 36.1 | 14 | 2237 | 748904
[5 empty] | FV4BNF005000 | 1087 | (53 7/16x21 1/8x22 1/16) (172) | KFCEH0901N10 | 60 | 47.0/47.5 | 8.6 | 35.7 | 14 | 2488 | 744319
[5 empty] | FV4BNB006000 | 1158 | (59 3/16x24 11/16x22 1/16) (207) | KFCEH0901N10 | 60 | 48.0/46.0 | 8.8 |  | 14.0 | 2559 | 749587
5 | 25HBA360A003 | 3/8 | 1 1/8 | 1489 | FY4ANB060000 | 753 | (59 3/16x24x22 1/16) (198) | KFCEH0901N10 | 60 | 59.5/60.0 | 8.0 | 44.9 | 13 | 2302 | 749148
| (35 x 35 x 36) (279) |  |  |  | FX4CNF060000 | 853 | (59 3/16x24 11/16x22 1/16) (198) | KFCEH0901N10 | 60 | 60.0/58.5 | 8.3 | 45.8 | 14 | 2402 | 744659
[5 empty] | FV4BNB006000 | 1158 | (59 3/16x24 11/16x22 1/16) (207) | KFCEH0901N10 | 60 | 60.0/58.5 | 8.2 | 49.4 | 14.0 | 2707 | 750605
NOTES: | [10 empty] | 377-T1S0120R07P0T18V
THIS INFORMATION IS STRICTLY CONFIDENTIAL AND INTENDED FOR THE SOLE USE OF THE PARTY TO WHOM IT IS | [13 empty] | 2007-01-18
ADDRESSED. ARI DATA IS SUBJECT TO CHANGE & SHOULD BE VERIFIED WITH CURRENT LISTINGS AT www.aridirectory.org/ari/ | [14 empty] | Page 32

## 25HBR3
|  |  | BASE 13 Seer HP, Model 25HBR3A with R-22 Refrigerant | [12 empty] | -1 | 36 | d | f | j
Sound as low as 77 dBA
Field Installed 8 cu. in. Filter Drier
Front Seating Service Valves
Internal Pressure Relief Valve
Wire coil guard
Standard 5-year limited warranty on all parts and 5-year limited warranty on compressor
BUILDING TECHNOLOGY SERVICES - (190377)
Ton | Outdoor Unit (WxDxH) (Weight) | Liquid Line | Vapor Line | Price | Indoor Unit | Price | Indoor Dimensions (HxWxD) In (Weight) lbs | KW | Price | Cool/Heat Capacity | HSPF | Sens | SEER | System Price | ARI Ref#
1.5 | 25HBR318A003 | 3/8 | 5/8 | 1002 | FF1ENE018005 | 472 | (38 1/16x22 1/8x15 3/16) (90) | KFCEH0501N05 | 46 | 17.1/18.0 | 8.0 |  | 13 | 1520 | 743727
| (31 x 31 x 29) (159) |  |  |  | FF1ENE024005 | 483 | (38 1/16x22 1/8x15 3/16) (92) | KFCEH0501N05 | 46 | 17.3/15.6 | 8.0 |  | 13 | 1531 | 746024
[5 empty] | FA4CNF018000 | 356 | (42 11/16x14 5/16x22 1/16) (100) | KFCEH0501N05 | 46 | 17.1/18.0 | 8.0 | 13.1 | 13 | 1404 | 748527
[5 empty] | FC4DNF018000 | 503 | (42 11/16x14 5/16x22 1/16) (100) | KFCEH0501N05 | 46 | 17.5/17.5 | 8.5 | 13.3 | 14 | 1551 | 749487
[5 empty] | FK4DNF002000 | 842 | (42 11/16x17 5/8x22 1/16) (130) | KFCEH0501N05 | 46 | 17.7/14.6 | 8.6 | 13.6 | 14 | 1890 | 748162
2 | 25HBR324A003 | 3/8 | 5/8 | 1031 | FF1ENE030075 | 558 | (38 1/16x22 1/8x15 3/16) (95) | KFCEH0501N05 | 46 | 22.6/23.6 | 8.0 |  | 13 | 1635 | 744315
| (31 x 31 x 29) (160) |  |  |  | FA4CNF024000 | 378 | (47 11/16x17 5/8x22 1/16) (117) | KFCEH0501N05 | 46 | 22.6/23.8 | 7.9 | 17.5 | 13 | 1455 | 744506
[5 empty] | FC4DNF024000 | 527 | (47 11/16x17 5/8x22 1/16) (117) | KFCEH0501N05 | 46 | 23.0/23.4 | 8.3 | 17.8 | 14 | 1604 | 748493
[5 empty] | FK4DNF002000 | 842 | (42 11/16x17 5/8x22 1/16) (130) | KFCEH0501N05 | 46 | 23.2/22.6 | 8.5 | 18.0 | 14 | 1919 | 744181
2.5 | 25HBR330A003 | 3/8 | 3/4 | 1095 | FF1ENE030075 | 558 | (38 1/16x22 1/8x15 3/16) (95) | KFCEH0501N05 | 46 | 28.2/30.0 | 8.0 |  | 13 | 1699 | 750437
| (31 x 31 x 46) (208) |  |  |  | FF1ENE036011 | 614 | (43 3/16x22 1/8x18 3/8) (110) | KFCEH0501N05 | 46 | 28.8/29.4 | 8.0 |  | 13 | 1755 | 746635
[5 empty] | FA4CNF030000 | 424 | (47 11/16x17 5/8x22 1/16) (120) | KFCEH0501N05 | 46 | 28.4/30.2 | 8.1 | 21.4 | 13 | 1565 | 750398
[5 empty] | FC4DNF036000 | 656 | (53 7/16x21 1/8x22 1/16) (144) | KFCEH0501N05 | 46 | 29.2/29.0 | 8.4 | 22.1 | 14 | 1797 | 743691
[5 empty] | FK4DNF003000 | 900 | (53 7/16x21 1/8x22 1/16) (149) | KFCEH0501N05 | 46 | 28.8/29.0 | 8.4 | 21.6 | 14 | 2041 | 747051
[5 empty] | FK4DNF005000 | 1070 | (53 7/16x21 1/8x22 1/16) (167) | KFCEH0501N05 | 46 | 29.8/25.0 | 8.5 | 22.6 | 14 | 2211 | 748644
3 | 25HBR336A003 | 3/8 | 3/4 | 1119 | FC4DNF036000 | 656 | (53 7/16x21 1/8x22 1/16) (144) | KFCEH0901N10 | 60 | 34.2/35.2 | 8.25 | 26.4 | 13 | 1835 | 786099
| (35 x 35 x 36) (211) |  |  |  | FC4DNF042000 | 729 | (49 5/8x21 1/8x22 1/16) (150) | KFCEH0901N10 | 60 | 35.0/34.2 | 8.4 | 26.9 | 13.5 | 1908 | 744374
[5 empty] | FK4DNF003000 | 900 | (53 7/16x21 1/8x22 1/16) (149) | KFCEH0901N10 | 60 | 33.8/35.4 | 8.1 | 26.1 | 13.5 | 2079 | 746140
[5 empty] | FK4DNF005000 | 1070 | (53 7/16x21 1/8x22 1/16) (167) | KFCEH0901N10 | 60 | 35.2/30.6 | 8.3 | 27.2 | 14 | 2249 | 744946
3.5 | 25HBR342A003 | 3/8 | 7/8 | 1204 | FA4CNF048000 | 649 | (53 7/16x21 1/8x22 1/16) (170) | KFCEH0901N10 | 60 | 42.5/43.0 | 7.9 | 31.9 | 13 | 1913 | 750551
| (35 x 35 x 29) (233) |  |  |  | FC4DNF042000 | 729 | (49 5/8x21 1/8x22 1/16) (150) | KFCEH0901N10 | 60 | 42.0/42.0 | 8.0 | 31.6 | 13 | 1993 | 746830
[5 empty] | FC4DNF048000 | 813 | (53 7/16x21 1/8x22 1/16) (170) | KFCEH0901N10 | 60 | 43.5/42.0 | 8.4 | 32.9 | 14 | 2077 | 745496
[5 empty] | FK4DNF005000 | 1070 | (53 7/16x21 1/8x22 1/16) (167) | KFCEH0901N10 | 60 | 43.0/41.0 | 8.2 | 32.2 | 14 | 2334 | 747754
4 | 25HBR348A003 | 3/8 | 7/8 | 1276 | FC4DNF048000 | 813 | (53 7/16x21 1/8x22 1/16) (170) | KFCEH0901N10 | 60 | 46.5/48.0 | 8.4 | 35.1 | 13 | 2149 | 749889
| (35 x 35 x 36) (269) |  |  |  | FC4DNF060000 | 846 | (59 3/16x24 11/16x22 1/16) (198) | KFCEH0901N10 | 60 | 47.5/48.5 | 8.6 | 35.1 | 13.5 | 2182 | 745847
[5 empty] | FK4DNB006000 | 1141 | (59 3/16x24 11/16x22 1/16) (202) | KFCEH0901N10 | 60 | 47.0/47.5 | 8.4 | 35.4 | 14 | 2477 | 744016
5 | 25HBR360A003 | 3/8 | 1 1/8 | 1416 | FC4DNF060000 | 846 | (59 3/16x24 11/16x22 1/16) (198) | KFCEH0901N10 | 60 | 59.5/58.5 | 7.9 | 45.1 | 13 | 2322 | 748978
| (35 x 35 x 39) (295) |  |  |  | FK4DNB006000 | 1141 | (59 3/16x24 11/16x22 1/16) (202) | KFCEH0901N10 | 60 | 58.5/59.5 | 7.7 | 44.2 | 13.2 | 2617 | 744666
NOTES: | [10 empty] | 377-T1S0120R07P0T18V
THIS INFORMATION IS STRICTLY CONFIDENTIAL AND INTENDED FOR THE SOLE USE OF THE PARTY TO WHOM IT IS | [13 empty] | 2007-01-18
ADDRESSED. ARI DATA IS SUBJECT TO CHANGE & SHOULD BE VERIFIED WITH CURRENT LISTINGS AT www.aridirectory.org/ari/ | [14 empty] | Page 33

## 25HBA4
|  |  | BASE 14 Seer HP, Model 25HBA4 with Puron® Refrigerant | [12 empty] | -1 | 36 | d | f | j
Sound as low as 75 dBA
Field Installed 8 cu. in. Filter Drier
Front Seating Service Valves
Internal Pressure Relief Valve
Dense wire coil guard
Standard 5-year limited warranty on all parts and 5-year limited warranty on compressor
BUILDING TECHNOLOGY SERVICES - (190377)
Ton | Outdoor Unit (WxDxH) (Weight) | Liquid Line | Vapor Line | Price | Indoor Unit | Price | Indoor Dimensions (HxWxD) In (Weight) lbs | KW | Price | Cool/Heat Capacity | HSPF | Sens | SEER | System Price | ARI Ref#
1.5 | 25HBA418A003 | 3/8 | 5/8 | 1236 | FX4CNF018000 | 577 | (42 11/16x14 5/16x22 1/16) (100) | KFCEH0501N05 | 46 | 17.5/17.6 | 8.0 |  | 14.5 | 1859 | 747382
| (26 x 26 x 32) (146) |  |  |  | FV4BNF002000 | 835 | (42 11/16x17 5/8x22 1/16) (135) | KFCEH0501N05 | 46 | 17.7/17.2 | 8.2 |  | 14.5 | 2117 | 744802
[5 empty] | FV4BNF003000 | 916 | (53 7/16x21 1/8x22 1/16) (150) | KFCEH0501N05 | 46 | TBD | TBD |  | TBD | 2198 | n/a
2 | 25HBA424A003 | 3/8 | 5/8 | 1262 | FX4CNF024000 | 603 | (47 11/16x17 5/8x22 1/16) (117) | KFCEH0501N05 | 46 | 23.0/23.8 | 8.5 |  | 14 | 1911 | 745429
| (31 x 31 x 29) (162) |  |  |  | FV4BNF002000 | 835 | (42 11/16x17 5/8x22 1/16) (135) | KFCEH0501N05 | 46 | 23.2/23.2 | 8.5 |  | 14.5 | 2143 | 745715
[5 empty] | FV4BNF003000 | 916 | (53 7/16x21 1/8x22 1/16) (150) | KFCEH0501N05 | 46 | 23.2/23.0 | 8.5 |  | 15.0 | 2224 | 749403
2.5 | 25HBA430A003 | 3/8 | 3/4 | 1331 | FX4CNF030000 | 646 | (49 5/8x17 5/8x22 1/16) (122) | KFCEH0501N05 | 46 | 29.6/31.4 | 8.5 |  | 14 | 2023 | 745870
| (31 x 31 x 46) (203) |  |  |  | FV4BNF003000 | 916 | (53 7/16x21 1/8x22 1/16) (150) | KFCEH0501N05 | 46 | 29.8/30.8 | 8.5 |  | 14.5 | 2293 | 749811
[5 empty] | FV4BNF005000 | 1087 | (53 7/16x21 1/8x22 1/16) (172) | KFCEH0501N05 | 46 | 30.6/30.8 | 8.9 |  | 15.0 | 2464 | 746931
3 | 25HBA436A003 | 3/8 | 3/4 | 1357 | FX4CNF036000 | 721 | (53 7/16x21 1/8x22 1/16) (144) | KFCEH0901N10 | 60 | 34.0/35.0 | 8.2 |  | 14 | 2138 | 745757
| (31 x 31 x 46) (207) |  |  |  | FV4BNF003000 | 916 | (53 7/16x21 1/8x22 1/16) (150) | KFCEH0901N10 | 60 | 33.8/34.4 | 8.2 |  | 14.0 | 2333 | 749366
[5 empty] | FV4BNF005000 | 1087 | (53 7/16x21 1/8x22 1/16) (172) | KFCEH0901N10 | 60 | 35.0/33.6 | 8.6 |  | 15.0 | 2504 | 745329
3.5 | 25HBA442A003 | 3/8 | 7/8 | 1445 | FX4CNF042000 | 792 | (49 5/8x21 1/8x22 1/16) (150) | KFCEH0901N10 | 60 | 41.5/42.0 | 8.4 |  | 14 | 2297 | 786098
| (35 x 35 x 39) (246) |  |  |  | FV4BNF005000 | 1087 | (53 7/16x21 1/8x22 1/16) (172) | KFCEH0901N10 | 60 | 42.0/40.5 | 8.3 |  | 14.5 | 2592 | 748050
4 | 25HBA448A003 | 3/8 | 7/8 | 1522 | FX4CNF048000 | 836 | (53 7/16x21 1/8x22 1/16) (170) | KFCEH0901N10 | 60 | 47.5/47.5 | 8.5 |  | 14 | 2418 | 749973
| (35 x 35 x 32) (263) |  |  |  | FV4BNF005000 | 1087 | (53 7/16x21 1/8x22 1/16) (172) | KFCEH0901N10 | 60 | 47.0/47.5 | 8.6 |  | 15.0 | 2669 | 745112
5 | 25HBA460A003 | 3/8 | 1 1/8 | 1669 | FX4CNF060000 | 853 | (59 3/16x24 11/16x22 1/16) (198) | KFCEH0901N10 | 60 | 60.0/59.0 | 8.3 |  | 14 | 2582 | 749168
| (35 x 35 x 36) (279) |  |  |  | FV4BNB006000 | 1158 | (59 3/16x24 11/16x22 1/16) (207) | KFCEH0901N10 | 60 | 60.0/58.5 | 8.2 |  | 14.0 | 2887 | 744585
NOTES: | [10 empty] | 377-T1S0120R07P0T18V
THIS INFORMATION IS STRICTLY CONFIDENTIAL AND INTENDED FOR THE SOLE USE OF THE PARTY TO WHOM IT IS | [13 empty] | 2007-01-18
ADDRESSED. ARI DATA IS SUBJECT TO CHANGE & SHOULD BE VERIFIED WITH CURRENT LISTINGS AT www.aridirectory.org/ari/ | [14 empty] | Page 34
Please Note: Only the 5 Ton will be stocked in Florida!
Factory Lead Time Will Apply for 1.5 - 4 Ton.

## 25HCR3
|  |  | COMFORT 13 Seer HP, Model 25HCR3 with R-22 Refrigerant | [12 empty] | -1 | 36 | d | f | j
Sound as low as 74 dBA
Steel Louver Coil Guard
Scroll Compressor
Front Seating Service Valves
Standard 5-year limited warranty on all parts and 10-year limited warranty on compressor
BUILDING TECHNOLOGY SERVICES - (190377)
Ton | Outdoor Unit (WxDxH) (Weight) | Liquid Line | Vapor Line | Price | Indoor Unit | Price | Indoor Dimensions (HxWxD) In (Weight) lbs | KW | Price | Cool/Heat Capacity | HSPF | Sens | SEER | System Price | ARI Ref#
1.5 | 25HCR318A003 | 3/8 | 5/8 | 1174 | FF1ENE018005 | 472 | (38 1/16x22 1/8x15 3/16) (90) | KFCEH0501N05 | 46 | 17.1/18.0 | 8.0 |  | 13 | 1692 | 792894
| (31 x 31 x 29) (174) |  |  |  | FF1ENE024005 | 483 | (38 1/16x22 1/8x15 3/16) (92) | KFCEH0501N05 | 46 | 17.3/15.6 | 8.0 |  | 13 | 1703 | 790841
[5 empty] | FA4CNF018000 | 356 | (42 11/16x14 5/16x22 1/16) (100) | KFCEH0501N05 | 46 | 17.1/18.0 | 8.0 | 13.1 | 13 | 1576 | 789624
[5 empty] | FC4DNF018000 | 503 | (42 11/16x14 5/16x22 1/16) (100) | KFCEH0501N05 | 46 | 17.5/17.5 | 8.5 | 13.3 | 14.5 | 1723 | 789163
[5 empty] | FK4DNF001000 | 817 | (47 5/8x17 5/8x22 1/16) (115) | KFCEH0501N05 | 46 | 17.5/14.6 | 8.4 | 13.3 | 15 | 2037 | 792186
2 | 25HCR324A003 | 3/8 | 5/8 | 1196 | FF1ENE030075 | 558 | (38 1/16x22 1/8x15 3/16) (95) | KFCEH0501N05 | 46 | 22.6/23.6 | 8.0 |  | 13 | 1800 | 791443
| (31 x 31 x 29) (174) |  |  |  | FA4CNF024000 | 378 | (47 11/16x17 5/8x22 1/16) (117) | KFCEH0501N05 | 46 | 22.6/23.8 | 8.0 | 17.5 | 13 | 1620 | 788477
[5 empty] | FC4DNF024000 | 527 | (47 11/16x17 5/8x22 1/16) (117) | KFCEH0501N05 | 46 | 23.0/23.4 | 8.3 | 17.8 | 14 | 1769 | 792369
[5 empty] | FK4DNF002000 | 842 | (42 11/16x17 5/8x22 1/16) (130) | KFCEH0501N05 | 46 | 23.2/22.6 | 8.5 | 18.0 | 14.5 | 2084 | 791784
2.5 | 25HCR330A003 | 3/8 | 3/4 | 1280 | FF1ENE030075 | 558 | (38 1/16x22 1/8x15 3/16) (95) | KFCEH0501N05 | 46 | 28.2/30.0 | 8.0 |  | 13 | 1884 | 788032
| (31 x 31 x 46) (231) |  |  |  | FF1ENE036011 | 614 | (43 3/16x22 1/8x18 3/8) (110) | KFCEH0501N05 | 46 | 28.8/29.4 | 8.0 |  | 13 | 1940 | 790735
[5 empty] | FA4CNF030000 | 424 | (47 11/16x17 5/8x22 1/16) (120) | KFCEH0501N05 | 46 | 28.4/30.0 | 8.1 | 21.4 | 13 | 1750 | 791790
[5 empty] | FC4DNF030000 | 576 | (49 5/8x17 5/8x22 1/16) (122) | KFCEH0501N05 | 46 | 28.8/29.8 | 8.3 | 21.6 | 13.5 | 1902 | 788963
[5 empty] | FK4DNF002000 | 842 | (42 11/16x17 5/8x22 1/16) (130) | KFCEH0501N05 | 46 | 28.6/29.8 | 8.4 | 21.6 | 14 | 2168 | 788130
[5 empty] | FK4DNF003000 | 900 | (53 7/16x21 1/8x22 1/16) (149) | KFCEH0501N05 | 46 | 28.8/29.0 | 8.4 | 21.6 | 14.5 | 2226 | 787860
3 | 25HCR336A003 | 3/8 | 3/4 | 1319 | FC4DNF036000 | 656 | (53 7/16x21 1/8x22 1/16) (144) | KFCEH0901N10 | 60 | 34.2/35.2 | 8.3 | 26.4 | 13 | 2035 | 791017
| (35 x 35 x 36) (232) |  |  |  | FK4DNF003000 | 900 | (53 7/16x21 1/8x22 1/16) (149) | KFCEH0901N10 | 60 | 33.8/35.4 | 8.1 | 26.1 | 13.5 | 2279 | 790367
[5 empty] | FK4DNF005000 | 1070 | (53 7/16x21 1/8x22 1/16) (167) | KFCEH0901N10 | 60 | 35.2/30.6 | 8.3 | 27.2 | 14 | 2449 | 789550
3.5 | 25HCR342A003 | 3/8 | 7/8 | 1419 | FC4DNF048000 | 813 | (53 7/16x21 1/8x22 1/16) (170) | KFCEH0901N10 | 60 | 43.5/42.0 | 8.4 |  | 14 | 2292 | 793055
| (35 x 35 x 29) (250) |  |  |  | FA4CNF048000 | 649 | (53 7/16x21 1/8x22 1/16) (170) | KFCEH0901N10 | 60 | 42.5/43.0 | 7.9 | 31.9 | 13 | 2128 | 789426
[5 empty] | FK4DNF003000 | 900 | (53 7/16x21 1/8x22 1/16) (149) | KFCEH0901N10 | 60 | 41.0/40.5 | 7.8 | 30.9 | 13.5 | 2379 | 788703
[5 empty] | FK4DNF005000 | 1070 | (53 7/16x21 1/8x22 1/16) (167) | KFCEH0901N10 | 60 | 43.0/41.0 | 8.2 | 32.2 | 14.5 | 2549 | 791045
4 | 25HCR348A003 | 3/8 | 7/8 | 1519 | FC4DNF048000 | 813 | (53 7/16x21 1/8x22 1/16) (170) | KFCEH0901N10 | 60 | 46.5/48.0 | 8.4 | 35.1 | 13 | 2392 | 790095
| (35 x 35 x 36) (288) |  |  |  | FK4DNF005000 | 1070 | (53 7/16x21 1/8x22 1/16) (167) | KFCEH0901N10 | 60 | 46.0/47.5 | 8.2 | 34.7 | 13.5 | 2649 | 788565
[5 empty] | FK4DNB006000 | 1141 | (59 3/16x24 11/16x22 1/16) (202) | KFCEH0901N10 | 60 | 47.0/47.5 | 8.4 | 35.4 | 14 | 2720 | 792424
5 | 25HCR360A003 | 3/8 | 1 1/8 | 1669 | FC4DNF060000 | 846 | (59 3/16x24 11/16x22 1/16) (198) | KFCEH0901N10 | 60 | 59.5/58.5 | 8.0 | 45.1 | 13 | 2575 | 787937
| (35 x 35 x 39) (313) |  |  |  | FK4DNB006000 | 1141 | (59 3/16x24 11/16x22 1/16) (202) | KFCEH0901N10 | 60 | 58.5/59.5 | 7.7 | 44.2 | 13.2 | 2870 | 792474
NOTES: | [10 empty] | 377-T1S0120R07P0T18V
THIS INFORMATION IS STRICTLY CONFIDENTIAL AND INTENDED FOR THE SOLE USE OF THE PARTY TO WHOM IT IS | [13 empty] | 2007-01-18
ADDRESSED. ARI DATA IS SUBJECT TO CHANGE & SHOULD BE VERIFIED WITH CURRENT LISTINGS AT www.aridirectory.org/ari/ | [14 empty] | Page 35

## 25HCA3
|  |  | COMFORT 13 Seer HP, Model 25HCA3 with Puron® Refrigerant | [12 empty] | -1 | 36 | d | f | j
Sound as low as 73 dBA
Steel Louver Coil Guard
Scroll Compressor
Front Seating Service Valves
Standard 5-year limited warranty on all parts and 10-year limited warranty on compressor
BUILDING TECHNOLOGY SERVICES - (190377)
Ton | Outdoor Unit (WxDxH) (Weight) | Liquid Line | Vapor Line | Price | Indoor Unit | Price | Indoor Dimensions (HxWxD) In (Weight) lbs | KW | Price | Cool/Heat Capacity | HSPF | Sens | SEER | System Price | ARI Ref#
1.5 | 25HCA318A003 | 3/8 | 5/8 | 1179 | FF1ENP018005 | 480 | (38 1/16x22 1/8x15 3/16) (90) | KFCEH0501N05 | 46 | 17.1/18.0 | 7.7 |  | 13 | 1705 | 792529
| (26 x 26 x 32) (158) |  |  |  | FF1ENP024005 | 493 | (38 1/16x22 1/8x15 3/16) (92) | KFCEH0501N05 | 46 | 17.4/17.9 | 7.7 |  | 13.2 | 1718 | 789613
[5 empty] | FY4ANF018000 | 363 | (42 11/16x14 5/16x22 1/16) (100) | KFCEH0501N05 | 46 | 17.1/18.0 | 7.7 | 13.1 | 13 | 1588 | 787626
[5 empty] | FX4CNF018000 | 577 | (42 11/16x14 5/16x22 1/16) (100) | KFCEH0501N05 | 46 | 17.5/17.6 | 8.0 | 13.3 | 14.5 | 1802 | 788660
[5 empty] | FV4BNF002000 | 835 | (42 11/16x17 5/8x22 1/16) (135) | KFCEH0501N05 | 46 | 17.7/17.2 | 8.2 | 13.6 | 14.5 | 2060 | 788811
2 | 25HCA324A003 | 3/8 | 5/8 | 1202 | FF1ENP024005 | 493 | (38 1/16x22 1/8x15 3/16) (92) | KFCEH0501N05 | 46 | 22.8/24.0 | 8.2 |  | 13 | 1741 | 793029
| (31 x 31 x 29) (183) |  |  |  | FF1ENP030075 | 568 | (38 1/16x22 1/8x15 3/16) (95) | KFCEH0501N05 | 46 | 22.8/24.2 | 8.0 |  | 13 | 1816 | 787593
[5 empty] | FY4ANF024000 | 387 | (47 11/16x17 5/8x22 1/16) (117) | KFCEH0501N05 | 46 | 22.6/24.0 | 8.2 | 17.2 | 13 | 1635 | 789195
[5 empty] | FX4CNF024000 | 603 | (47 11/16x17 5/8x22 1/16) (117) | KFCEH0501N05 | 46 | 23.0/23.8 | 8.3 | 17.5 | 14 | 1851 | 792004
[5 empty] | FV4BNF002000 | 835 | (42 11/16x17 5/8x22 1/16) (135) | KFCEH0501N05 | 46 | 23.2/23.2 | 8.5 | 17.7 | 14.5 | 2083 | 787465
[5 empty] | FV4BNF003000 | 916 | (53 7/16x21 1/8x22 1/16) (150) | KFCEH0501N05 | 46 | 23.4/23.0 | 8.5 | 17.8 | 14.5 | 2164 | 789061
2.5 | 25HCA330A003 | 3/8 | 3/4 | 1285 | FF1ENP030075 | 568 | (38 1/16x22 1/8x15 3/16) (95) | KFCEH0501N05 | 46 | 29.0/31.8 | 8.2 |  | 13 | 1899 | 789071
| (31 x 31 x 46) (226) |  |  |  | FF1ENP036011 | 627 | (43 3/16x22 1/8x18 3/8) (110) | KFCEH0501N05 | 46 | 29.6/32.0 | 8.3 |  | 13 | 1958 | 787788
[5 empty] | FY4ANF030000 | 432 | (47 11/16x17 5/8x22 1/16) (120) | KFCEH0501N05 | 46 | 29.2/31.8 | 8.3 | 21.6 | 13 | 1763 | 788395
[5 empty] | FX4CNF030000 | 646 | (49 5/8x17 5/8x22 1/16) (122) | KFCEH0501N05 | 46 | 29.6/31.4 | 8.5 | 21.8 | 14 | 1977 | 790802
[5 empty] | FV4BNF003000 | 916 | (53 7/16x21 1/8x22 1/16) (150) | KFCEH0501N05 | 46 | 29.8/30.8 | 8.5 | 22.2 | 14.5 | 2247 | 791991
[5 empty] | FV4BNF005000 | 1087 | (53 7/16x21 1/8x22 1/16) (172) | KFCEH0501N05 | 46 | 30.6/30.8 | 8.9 | 22.6 | 15 | 2418 | 787411
3 | 25HCA336A003 | 3/8 | 3/4 | 1324 | FF1ENP036011 | 627 | (43 3/16x22 1/8x18 3/8) (110) | KFCEH0901N10 | 60 | 33.6/35.4 | 7.9 |  | 13 | 2011 | 792564
| (31 x 31 x 46) (231) |  |  |  | FY4ANF036000 | 509 | (53 7/16x21 1/8x22 1/16) (144) | KFCEH0901N10 | 60 | 33.0/35.2 | 7.7 | 26.5 | 13 | 1893 | 790111
[5 empty] | FX4CNF042000 | 792 | (49 5/8x21 1/8x22 1/16) (150) | KFCEH0901N10 | 60 | 34.8/35.2 | 8.5 | 27.1 | 14 | 2176 | 792302
[5 empty] | FV4BNF003000 | 916 | (53 7/16x21 1/8x22 1/16) (150) | KFCEH0901N10 | 60 | 33.8/34.4 | 8.1 | 26.3 | 14 | 2300 | 787679
[5 empty] | FV4BNF005000 | 1087 | (53 7/16x21 1/8x22 1/16) (172) | KFCEH0901N10 | 60 | 35.0/33.6 | 8.6 | 27.3 | 14.5 | 2471 | 791744
3.5 | 25HCA342A003 | 3/8 | 7/8 | 1425 | FY4ANF042000 | 579 | (49 5/8x21 1/8x22 1/16) (150) | KFCEH0901N10 | 60 | 40.5/42.0 | 8.1 | 30.6 | 13 | 2064 | 787773
| (35 x 35 x 39) (263) |  |  |  | FX4CNF042000 | 792 | (49 5/8x21 1/8x22 1/16) (150) | KFCEH0901N10 | 60 | 41.5/42.0 | 8.4 | 31.3 | 14 | 2277 | 792702
[5 empty] | FV4BNF005000 | 1087 | (53 7/16x21 1/8x22 1/16) (172) | KFCEH0901N10 | 60 | 42.0/40.5 | 8.3 | 31.9 | 14.5 | 2572 | 789751
[5 empty] | FV4BNB006000 | 1158 | (59 3/16x24 11/16x22 1/16) (207) | KFCEH0901N10 | 60 | 42.5/39.5 | 8.4 | 32.2 | 15 | 2643 | 788463
4 | 25HCA348A003 | 3/8 | 7/8 | 1525 | FY4ANB048000 | ???? | (53 7/16x21 1/8x22 1/16) (170) | KFCEH0901N10 | 60 | 46.5/48.5 | 8.3 | 35.4 | 13 |  | 790492
| (35 x 35 x 32) (283) |  |  |  | FX4CNF048000 | 836 | (53 7/16x21 1/8x22 1/16) (170) | KFCEH0901N10 | 60 | 47.5/47.5 | 8.6 | 36.1 | 14.5 | 2421 | 790925
[5 empty] | FV4BNF005000 | 1087 | (53 7/16x21 1/8x22 1/16) (172) | KFCEH0901N10 | 60 | 47.0/47.5 | 8.6 | 35.7 | 15 | 2672 | 789421
[5 empty] | FV4BNB006000 | 1158 | (59 3/16x24 11/16x22 1/16) (207) | KFCEH0901N10 | 60 | 48.0/46.0 | 8.8 | 36.4 | 15.5 | 2743 | 789307
5 | 25HCA360A003 | 3/8 | 1 1/8 | 1674 | FY4ANB060000 | 753 | (59 3/16x24x22 1/16) (198) | KFCEH0901N10 | 60 | 59.5/60.0 | 8.0 | 43.5 | 13 | 2487 | 792918
| (35 x 35 x 36) (299) |  |  |  | FX4CNF060000 | 853 | (59 3/16x24 11/16x22 1/16) (198) | KFCEH0901N10 | 60 | 60.0/58.5 | 8.3 | 44.0 | 14 | 2587 | 792935
[5 empty] | FV4BNB006000 | 1158 | (59 3/16x24 11/16x22 1/16) (207) | KFCEH0901N10 | 60 | 60.0/58.5 | 8.2 | 44.0 | 14 | 2892 | 789049
NOTES: | [10 empty] | 377-T1S0120R07P0T18V
THIS INFORMATION IS STRICTLY CONFIDENTIAL AND INTENDED FOR THE SOLE USE OF THE PARTY TO WHOM IT IS | [13 empty] | 2007-01-18
ADDRESSED. ARI DATA IS SUBJECT TO CHANGE & SHOULD BE VERIFIED WITH CURRENT LISTINGS AT www.aridirectory.org/ari/ | [14 empty] | Page 36

## 25HCA4
|  |  | COMFORT 14 Seer HP, Model 25HCA4 with Puron® Refrigerant | [12 empty] | -1 | 36 | d | f | j
Sound as low as 73 dBA
Steel Louver Coil Guard
Scroll Compressor
Front Seating Service Valves
Standard 5-year limited warranty on all parts and 10-year limited warranty on compressor
BUILDING TECHNOLOGY SERVICES - (190377)
Ton | Outdoor Unit (WxDxH) (Weight) | Liquid Line | Vapor Line | Price | Indoor Unit | Price | Indoor Dimensions (HxWxD) In (Weight) lbs | KW | Price | Cool/Heat Capacity | HSPF | Sens | SEER | System Price | ARI Ref#
1.5 | 25HCA418A003 | 3/8 | 5/8 | 1307 | FX4CNF018000 | 577 | (42 11/16x14 5/16x22 1/16) (100) | KFCEH0501N05 | 46 | 17.5/17.6 | 8.0 | 13.34 | 14.5 | 1930 | 792103
| (26 x 26 x 32) (158) |  |  |  | FV4BNF002000 | 835 | (42 11/16x17 5/8x22 1/16) (135) | KFCEH0501N05 | 46 | 17.7/17.2 | 8.2 | 13.47 | 14.5 | 2188 | 788962
2 | 25HCA424A003 | 3/8 | 5/8 | 1437 | FX4CNF024000 | 603 | (47 11/16x17 5/8x22 1/16) (117) | KFCEH0501N05 | 46 | 23.0/23.8 | 8.5 | 17.45 | 14 | 2086 | 792280
| (31 x 31 x 29) (183) |  |  |  | FV4BNF002000 | 835 | (42 11/16x17 5/8x22 1/16) (135) | KFCEH0501N05 | 46 | 23.2/23.2 | 8.5 | 17.62 | 14.5 | 2318 | 788962
[5 empty] | FV4BNF003000 | 916 | (53 7/16x21 1/8x22 1/16) (150) | KFCEH0501N05 | 46 | 23.2/23.0 | 8.5 | 17.62 | 15 | 2399 | 791721
2.5 | 25HCA430A003 | 3/8 | 3/4 | 1460 | FX4CNF030000 | 646 | (49 5/8x17 5/8x22 1/16) (122) | KFCEH0501N05 | 46 | 29.6/31.4 | 8.5 | 21.87 | 14 | 2152 | 790067
| (31 x 31 x 46) (226) |  |  |  | FV4BNF003000 | 916 | (53 7/16x21 1/8x22 1/16) (150) | KFCEH0501N05 | 46 | 29.8/30.8 | 8.5 | 22.09 | 14.5 | 2422 | 792779
3 | 25HCA436A003 | 3/8 | 3/4 | 1549 | FX4CNF036000 | 721 | (53 7/16x21 1/8x22 1/16) (144) | KFCEH0901N10 | 60 | 34.0/35.0 | 8.2 | 24.99 | 14 | 2330 | 791252
| (31 x 31 x 46) (231) |  |  |  | FV4BNF003000 | 916 | (53 7/16x21 1/8x22 1/16) (150) | KFCEH0901N10 | 60 | 33.8/34.4 | 8.2 | 24.74 | 14 | 2525 | 788849
[5 empty] | FV4BNF005000 | 1087 | (53 7/16x21 1/8x22 1/16) (172) | KFCEH0901N10 | 60 | 35.0/33.6 | 8.6 | 25.76 | 15 | 2696 | 787426
3.5 | 25HCA442A003 | 3/8 | 7/8 | 1591 | FX4CNF042000 | 792 | (49 5/8x21 1/8x22 1/16) (150) | KFCEH0901N10 | 60 | 41.5/42.0 | 8.4 | 31.4 | 14 | 2443 | 788561
| (35 x 35 x 39) (263) |  |  |  | FV4BNF003000 | 916 | (53 7/16x21 1/8x22 1/16) (150) | KFCEH0901N10 | 60 | 40.0/41.0 | 7.9 | 30.77 | 14 | 2567 | 788898
[5 empty] | FV4BNF005000 | 1087 | (53 7/16x21 1/8x22 1/16) (172) | KFCEH0901N10 | 60 | 42.0/40.5 | 8.3 | 30.14 | 14.5 | 2738 | 787972
[5 empty] | FV4BNB006000 | 1158 | (59 3/16x24 11/16x22 1/16) (207) | KFCEH0901N10 | 60 | 42.5/39.5 | 8.4 | 29.52 | 15 | 2809 | 789524
4 | 25HCA448A003 | 3/8 | 7/8 | 1797 | FX4CNF048000 | 836 | (53 7/16x21 1/8x22 1/16) (170) | KFCEH0901N10 | 60 | 47.5/47.5 | 8.5 | 36.11 | 14 | 2693 | 791583
| (35 x 35 x 32) (283) |  |  |  | FV4BNF005000 | 1087 | (53 7/16x21 1/8x22 1/16) (172) | KFCEH0901N10 | 60 | 47.0/47.5 | 8.6 | 36.47 | 15 | 2944 | 788150
[5 empty] | FV4BNB006000 | 1158 | (59 3/16x24 11/16x22 1/16) (207) | KFCEH0901N10 | 60 | 48.0/46.0 | 8.8 | 35.75 | 15.5 | 3015 | 790278
5 | 25HCA460A003 | 3/8 | 1 1/8 | 1978 | FX4CNF060000 | 853 | (59 3/16x24 11/16x22 1/16) (198) | KFCEH0901N10 | 60 | 60.0/59.0 | 8.3 | 45.86 | 14 | 2891 | 792021
| (35 x 35 x 36) (299) |  |  |  | FV4BNB006000 | 1158 | (59 3/16x24 11/16x22 1/16) (207) | KFCEH0901N10 | 60 | 60.0/58.5 | 8.2 | 45.86 | 14 | 3196 | 787462
NOTES: | [10 empty] | 377-T1S0120R07P0T18V
THIS INFORMATION IS STRICTLY CONFIDENTIAL AND INTENDED FOR THE SOLE USE OF THE PARTY TO WHOM IT IS | [13 empty] | 2007-01-18
ADDRESSED. ARI DATA IS SUBJECT TO CHANGE & SHOULD BE VERIFIED WITH CURRENT LISTINGS AT www.aridirectory.org/ari/ | [14 empty] | Page 37

## 25HCR3C
|  |  | COMFORT 13 Seer HP, Coastal Model 25HCR3 with R-22 Refrigerant | [12 empty] | -1 | 36 | d | f | j
Sound as low as 74 dBA
Steel Louver Coil Guard
Scroll Compressor
WeatherArmor™
Standard 5-year limited warranty on all parts and 10-year limited warranty on compressor
BUILDING TECHNOLOGY SERVICES - (190377)
Ton | Outdoor Unit (WxDxH) (Weight) | Liquid Line | Vapor Line | Price | Indoor Unit | Price | Indoor Dimensions (HxWxD) In (Weight) lbs | KW | Price | Cool/Heat Capacity | HSPF | Sens | SEER | System Price | ARI Ref#
2 | 25HCR318C003 | 3/8 | 5/8 | ???? | FK4DNF002000 | 842 | (42 11/16x17 5/8x22 1/16) (130) | KFCEH0501N05 | 46 | 17.7/14.8 | 8.6 |  | 15.5 |  | n/a
2 | 25HCR324C003 | 3/8 | 5/8 | 1335 | FC4DNF024000 | 527 | (47 11/16x17 5/8x22 1/16) (117) | KFCEH0501N05 | 46 | 23.0/22.8 | 8.0 - 8.5 |  | 13 | 1908 | n/a
| (32 5/16 x 32 5/16 x 42 7/8) (236) |  |  |  | FK4DNF002000 | 842 | (42 11/16x17 5/8x22 1/16) (130) | KFCEH0501N05 | 46 | 23.2/22.6 | 8.5 |  | 14.5 | 2223 | n/a
3 | 25HCR330C003 | 3/8 | 3/4 | ???? | FC4DNF024000 | 527 | (47 11/16x17 5/8x22 1/16) (117) | KFCEH0501N05 | 46 | 34.8/34.2 | 8.0 - 8.5 |  | 13 |  | n/a
[5 empty] | FK4DNF002000 | 842 | (42 11/16x17 5/8x22 1/16) (130) | KFCEH0501N05 | 46 | 28.6/29.8 | 8.4 |  | 14 |  | n/a
[5 empty] | FK4DNF003000 | 900 | (53 7/16x21 1/8x22 1/16) (149) | KFCEH0501N05 | 46 | 28.8/29.0 | 8.4 |  | 14.5 |  | n/a
3 | 25HCR336C003 | 3/8 | 3/4 | 1408 | FC4DNF024000 | 527 | (47 11/16x17 5/8x22 1/16) (117) | KFCEH0901N10 | 60 | 34.8/34.2 | 8.0 - 8.5 |  | 13 | 1995 | n/a
| (36 1/8 x 36 1/8 x 42 7/8) (287) |  |  |  | FK4DNF003000 | 900 | (53 7/16x21 1/8x22 1/16) (149) | KFCEH0901N10 | 60 | 33.8/35.4 | 8.1 |  | 13.5 | 2368 | n/a
[5 empty] | FK4DNF005000 | 1070 | (53 7/16x21 1/8x22 1/16) (167) | KFCEH0901N10 | 60 | 35.2/30.6 | 8.3 |  | 14 | 2538 | n/a
4 | 25HCR342C003 | 3/8 | 7/8 | ???? | FC4DNF048000 | 813 | (53 7/16x21 1/8x22 1/16) (170) | KFCEH0901N10 | 60 | 47.0/46.0 | 8.0 - 8.5 |  | 13 |  | n/a
[5 empty] | FK4DNF003000 | 900 | (53 7/16x21 1/8x22 1/16) (149) | KFCEH0901N10 | 60 | 41.0/40.5 | 7.8 |  | 13.5 |  | n/a
[5 empty] | FK4DNF005000 | 1070 | (53 7/16x21 1/8x22 1/16) (167) | KFCEH0901N10 | 60 | 43.0/41.0 | 8.2 |  | 14.5 |  | n/a
4 | 25HCR348C003 | 3/8 | 7/8 | 1575 | FC4DNF048000 | 813 | (53 7/16x21 1/8x22 1/16) (170) | KFCEH0901N10 | 60 | 47.0/46.0 | 8.0 - 8.5 |  | 13 | 2448 | n/a
| (36 1/8 x 36 1/8 x 42 7/8) (348) |  |  |  | FK4DNF005000 | 1070 | (53 7/16x21 1/8x22 1/16) (167) | KFCEH0901N10 | 60 | 46.0/47.5 | 8.2 |  | 13.5 | 2705 | n/a
[5 empty] | FK4DNB006000 | 1141 | (59 3/16x24 11/16x22 1/16) (202) | KFCEH0901N10 | 60 | 47.0/47.5 | 8.4 |  | 14 | 2776 | n/a
5 | 25HCR360C003 | 3/8 | 1 1/8 | 1764 | FC4DNF060000 | 846 | (59 3/16x24 11/16x22 1/16) (198) | KFCEH0901N10 | 60 | 58.0/56.0 | 8.0 - 8.5 |  | 13 | 2670 | n/a
| (36 1/8 x 36 1/8 x 49 5/8) (395) |  |  |  | FK4DNB006000 | 1141 | (59 3/16x24 11/16x22 1/16) (202) | KFCEH0901N10 | 60 | 58.5/59.5 | 7.7 |  | 13.2 | 2965 | n/a
NOTES: | [10 empty] | 377-T1S0120R07P0T18V
THIS INFORMATION IS STRICTLY CONFIDENTIAL AND INTENDED FOR THE SOLE USE OF THE PARTY TO WHOM IT IS | [13 empty] | 2007-01-18
ADDRESSED. ARI DATA IS SUBJECT TO CHANGE & SHOULD BE VERIFIED WITH CURRENT LISTINGS AT www.aridirectory.org/ari/ | [14 empty] | Page 38

## 25HPA5
|  |  | PERFORMANCE 15 Seer HP, Model 25HPA5 with Puron® Refrigerant | [12 empty] | -1 | 36 | d | f | j
Standard 5-year limited warranty on all parts and 10-year limited warranty on compressor
BUILDING TECHNOLOGY SERVICES - (190377)
Ton | Outdoor Unit (WxDxH) (Weight) | Liquid Line | Vapor Line | Price | Indoor Unit | Price | Indoor Dimensions (HxWxD) In (Weight) lbs | KW | Price | Cool/Heat Capacity | HSPF | Sens | SEER | System Price | ARI Ref#
1.5 | 25HPA518A003 | 3/8 | 5/8 | 1797 | FX4CNF018000 | 577 | (42 11/16x14 5/16x22 1/16) (100) | KFCEH0501N05 | 46 | 17.8/18.0 | 8.2 | 13.55 | 15 | 2420 | 904121
| (40 x 35 1/2 x 34) (210) |  |  |  | FV4BNF002000 | 835 | (42 11/16x17 5/8x22 1/16) (135) | KFCEH0501N05 | 46 | 18.0/17.8 | 8.3 | 13.69 | 15.5 | 2678 | 905172
[5 empty] | FE4ANF002000 | 1124 | (42 11/16x17 5/8x22 1/16) (135) | KFCEH2901N09 | 80 | 18.0/17.8 | 8.3 | 13.69 | 15.5 | 3001 | 904231
2 | 25HPA524A003 | 3/8 | 5/8 | 1834 | FX4CNF024000 | 603 | (47 11/16x17 5/8x22 1/16) (117) | KFCEH0501N05 | 46 | 23.2/23.6 | 8.4 | 17.46 | 15 | 2483 | 904063
| (40 x 35 1/2 x 37) (215) |  |  |  | FV4BNF002000 | 835 | (42 11/16x17 5/8x22 1/16) (135) | KFCEH0501N05 | 46 | 23.4/23.4 | 8.5 | 17.64 | 15.5 | 2715 | 905063
[5 empty] | FE4ANF003000 | 1189 | (53 7/16x21 1/8x22 1/16) (150) | KFCEH2901N09 | 80 | 23.4/23.4 | 8.5 | 17.64 | 16 | 3103 | 906124
2.5 | 25HPA530A003 | 3/8 | 3/4 | 1929 | FX4CNF030000 | 646 | (49 5/8x17 5/8x22 1/16) (122) | KFCEH0501N05 | 46 | 29.2/29.4 | 8.5 | 22.44 | 15.5 | 2621 | 904689
| (40 x 35 1/2 x 41) (253) |  |  |  | FV4BNF003000 | 916 | (53 7/16x21 1/8x22 1/16) (150) | KFCEH0501N05 | 46 | 29.2/28.8 | 8.5 | 22.44 | 16 | 2891 | 903712
[5 empty] | FE4ANF003000 | 1189 | (53 7/16x21 1/8x22 1/16) (150) | KFCEH2901N09 | 80 | 29.0/28.8 | 8.5 | 22.22 | 16 | 3198 | 904682
3 | 25HPA536A003 | 3/8 | 3/4 | 1962 | FX4CNF042000 | 792 | (49 5/8x21 1/8x22 1/16) (150) | KFCEH0901N10 | 60 | 36.0/34.0 | 8.4 | 27.46 | 15.5 | 2814 | 905622
| (40 x 35 1/2 x 48) (263) |  |  |  | FV4BNF003000 | 916 | (53 7/16x21 1/8x22 1/16) (150) | KFCEH0901N10 | 60 | 34.8/33.0 | 7.8 | 26.64 | 15 | 2938 | 903916
[5 empty] | FE4ANF005000 | 1382 | (53 7/16x21 1/8x22 1/16) (172) | KFCEH2901N09 | 80 | 36.0/33.4 | 8.2 | 27.46 | 16 | 3424 | 905606
3.5 | 25HPA542A003 | 3/8 | 7/8 | 2085 | FX4CNF048000 | 836 | (53 7/16x21 1/8x22 1/16) (170) | KFCEH0901N10 | 60 | 42.0/42.0 | 8.5 | 31.67 | 15.5 | 2981 | 905949
| (40 x 35 1/2 x 48) (279) |  |  |  | FV4BNF005000 | 1087 | (53 7/16x21 1/8x22 1/16) (172) | KFCEH0901N10 | 60 | 42.0/41.0 | 8.5 | 31.67 | 15.5 | 3232 | 903964
[5 empty] | FE4ANF005000 | 1382 | (53 7/16x21 1/8x22 1/16) (172) | KFCEH2901N09 | 80 | 42.0/41.0 | 8.5 | 31.67 | 15.5 | 3547 | 905558
4 | 25HPA548A003 | 3/8 | 7/8 | 2185 | FX4CNF048000 | 836 | (53 7/16x21 1/8x22 1/16) (170) | KFCEH0901N10 | 60 | 48.0/48.0 | 8.5 | 36.55 | 15 | 3081 | 903678
| (40 x 35 1/2 x 48) (296) |  |  |  | FV4BNF005000 | 1087 | (53 7/16x21 1/8x22 1/16) (172) | KFCEH0901N10 | 60 | 48.0/47.0 | 8.4 | 36.55 | 15 | 3332 | 904415
[5 empty] | FE4ANF005000 | 1382 | (53 7/16x21 1/8x22 1/16) (172) | KFCEH2901N09 | 80 | 48.0/47.0 | 8.4 | 36.55 | 15 | 3647 | 906592
5 | 25HPA560A003 | 3/8 | 1 1/8 | 2391 | FX4CNF060000 | 853 | (59 3/16x24 11/16x22 1/16) (198) | KFCEH0901N10 | 60 | 60/59.5 | 8.4 | 45.72 | 14 | 3304 | 906592
| (40 x 35 1/2 x 44 (326) |  |  |  | FV4BNB006000 | 1158 | (59 3/16x24 11/16x22 1/16) (207) | KFCEH0901N10 | 60 | 59.5/59.0 | 8.3 | 45.26 | 14 | 3609 | 903980
[5 empty] | FE4ANB006000 | 1461 | (59 3/16x24 11/16x22 1/16) (207) | KFCEH2901N09 | 80 | 59.5/59.0 | 8.3 | 45.72 | 14 | 3932 | 904194
[9 empty] | ACCESSORIES | [5 empty] | Price
[9 empty] | SYSTXCCUID01-A |  | Infinity Control - Must be used with FE Fan Coil |  |  |  | 240
NOTES: | [10 empty] | 377-T1S0120R07P0T18V
THIS INFORMATION IS STRICTLY CONFIDENTIAL AND INTENDED FOR THE SOLE USE OF THE PARTY TO WHOM IT IS | [13 empty] | 2007-01-18
ADDRESSED. ARI DATA IS SUBJECT TO CHANGE & SHOULD BE VERIFIED WITH CURRENT LISTINGS AT www.aridirectory.org/ari/ | [14 empty] | Page 39

## 25HNA6
|  |  | INFINITY 16 Seer HP, Model 25HNA6 with Puron® Refrigerant | [12 empty] | -1 | 36 | d | f | j
Silencer System II™ for sound as low as 74 dBA
WeatherArmor™ Ultra
Scroll Compressor
Variable speed outdoor condenser fan motor
Upto 21 point diagnostic capability
Standard 5-year limited warranty on all parts and 10-year limited warranty on compressor
BUILDING TECHNOLOGY SERVICES - (190377)
Ton | Outdoor Unit (WxDxH) (Weight) | Liquid Line | Vapor Line | Price | Indoor Unit | Price | Indoor Dimensions (HxWxD) In (Weight) lbs | KW | Price | Cool/Heat Capacity | HSPF | Sens | SEER | System Price | ARI Ref#
2 | 25HNA624A003 | 3/8 | 5/8 | 2049 | FE4ANF003000 | 1189 | (53 7/16x21 1/8x22 1/16) (150) | KFCEH2901N09 | 80 | 23.8/19.4 | 8.4 | 17.00 | 15 | 3318 | 882562
| (40 x 35 1/2 x 41) (300) |  |  |  | FE4ANF002000 | 1124 | (42 11/16x17 5/8x22 1/16) (135) | KFCEH2901N09 | 80 | 23.8/19.6 | 8.4 | 17.00 | 14.5 | 3253 | 882427
3 | 25HNA636A003 | 3/8 | 3/4 | 2371 | FE4ANF003000 | 1189 | (53 7/16x21 1/8x22 1/16) (150) | KFCEH2901N09 | 80 | 34.0/32.6 | 8.6 | 25.34 | 15.5 | 3640 | 882521
| (40 x 35 1/2 x 36) (320) |  |  |  | FE4ANF005000 | 1382 | (53 7/16x21 1/8x22 1/16) (172) | KFCEH2901N09 | 80 | 35.4/33.8 | 8.8 | 26.40 | 16.2 | 3833 | 882526
4 | 25HNA648A003 | 3/8 | 7/8 | 2719 | FE4ANB006000 | 1461 | (59 3/16x24 11/16x22 1/16) (207) | KFCEH2901N09 | 80 | 48.0/47.5 | 9.3 | 34.86 | 16.3 | 4260 | 882709
| (40 x 35 1/2 x 46) (400) |  |  |  | FE4ANF005000 | 1382 | (53 7/16x21 1/8x22 1/16) (172) | KFCEH2901N09 | 80 | 47.0/47.5 | 9.1 | 34.16 | 15.8 | 4181 | 882542
5 | 25HNA660A003 | 3/8 | 1 1/8 | 2855 | FE4ANB006000 | 1461 | (59 3/16x24 11/16x22 1/16) (207) | KFCEH2901N09 | 80 | 60.0/57.5 | 9.0 | 43.08 | 15.3 | 4396 | 882515
(40 x 35 1/2 x 46) (420)
[9 empty] | ACCESSORIES | [5 empty] | Price
[9 empty] | SYSTXCCUID01-A |  | Infinity Control - Must be used with FE Fan Coil |  |  |  | 240
NOTES: | [10 empty] | 377-T1S0120R07P0T18V
THIS INFORMATION IS STRICTLY CONFIDENTIAL AND INTENDED FOR THE SOLE USE OF THE PARTY TO WHOM IT IS | [13 empty] | 2007-01-18
ADDRESSED. ARI DATA IS SUBJECT TO CHANGE & SHOULD BE VERIFIED WITH CURRENT LISTINGS AT www.aridirectory.org/ari/ | [14 empty] | Page 40

## 25HNA9
|  |  | INFINITY 19 Seer HP, Model 25HNA9 with Puron® Refrigerant | [12 empty] | -1 | 36 | d | f | j
Silencer System II™ for sound as low as 72 dBA
WeatherArmor™ Ultra
Variable speed outdoor condenser fan motor
Scroll Compressor
Upto 22 point diagnostic capability
Standard 5-year limited warranty on all parts and 10-year limited warranty on compressor
BUILDING TECHNOLOGY SERVICES - (190377)
Ton | Outdoor Unit (WxDxH) (Weight) | Liquid Line | Vapor Line | Price | Indoor Unit | Price | Indoor Dimensions (HxWxD) In (Weight) lbs | KW | Price | Cool/Heat Capacity | HSPF | Sens | SEER | System Price | ARI Ref#
2 | 25HNA924A003 | 3/8 | 5/8 | 2601 | FE5ANB004000 | 1519 | (53 7/16x21 1/8x22 1/16) (172) | KFCEH2901N09 | 80 | 26.4/22.4 | 9.2 |  | 19 | 4200 | 891791
| (40 x 35 1/2 x 46) (300) |  |  |  | FE4ANF003000 | 1189 | (53 7/16x21 1/8x22 1/16) (172) | KFCEH2901N09 | 80 | 25.6/22.6 | 8.5 |  | 18.3 | 3870 | 892572
3 | 25HNA936A003 | 3/8 | 3/4 | 3112 | FE4ANF005000 | 1382 | (53 7/16x21 1/8x22 1/16) (172) | KFCEH2901N09 | 80 | 36.0/35.0 | 9.0 |  | 18 | 4574 | n/a
(40 x 35 1/2 x 46) (320)
4 | 25HNA948A003 | 3/8 | 7/8 | 3187 | FE4ANB006000 | 1461 | (59 3/16x24 11/16x22 1/16) (207) | KFCEH2901N09 | 80 | 48.0/47.0 | 9.0 |  | 16 | 4728 | n/a
(40 x 35 1/2 x 46) (400)
5 | 25HNA960A003 | 3/8 | 1 1/8 | 3344 | FE4ANB006000 | 1461 | (59 3/16x24 11/16x22 1/16) (207) | KFCEH2901N09 | 80 | 58.0/57.0 | 9.0 |  | 15.5 | 4885 | n/a
(40 x 35 1/2 x 46) (420)
Please Note: FE5 air handlers are NOT multipoise units and are UPFLOW only.
[9 empty] | ACCESSORIES | [5 empty] | Price
[9 empty] | SYSTXCCUID01-A |  | Infinity Control - Must be used with FE Fan Coil |  |  |  | 240
NOTES: | [10 empty] | 377-T1S0120R07P0T18V
THIS INFORMATION IS STRICTLY CONFIDENTIAL AND INTENDED FOR THE SOLE USE OF THE PARTY TO WHOM IT IS | [13 empty] | 2007-01-18
ADDRESSED. ARI DATA IS SUBJECT TO CHANGE & SHOULD BE VERIFIED WITH CURRENT LISTINGS AT www.aridirectory.org/ari/ | [14 empty] | Page 41

## PayneSystems
Payne Products
BUILDING TECHNOLOGY SERVICES - (190377)
Ton | Model | Price | Air Handler or Gas Furnace | Price | Heater kW or Indoor Coil | Price | Clg Btuh | SEER | Htg Btuh | HSPF | Basic System Price | ARI #
13.0 SEER Split System Air Conditioner
1.5 | PA13NR018000 | 519 | PF1MNC018000 | 309 | KFCEH0501N05 | 46 | 17 | 13 |  |  | 874 | 932045
2 | PA13NR024000 | 539 | PF1MNC024000 | 339 | KFCEH0501N05 | 46 | 17.5 | 13 |  |  | 924 | 931532
2.5 | PA13NR030000 | 599 | PF1MNC030000 | 379 | KFCEH0801N08 | 53 | 28 | 13 |  |  | 1031 | 933442
3 | PA13NR036000 | 649 | PF1MNC036000 | 449 | KFCEH0801N08 | 53 | 34 | 13 |  |  | 1151 | 931447
3.5 | PA13NR042000 | 689 | PF1MNC042000 | 509 | KFCEH0901N10 | 60 | 40 | 13 |  |  | 1258 | 931823
4 | PA13NR048000 | 809 | PF1MNC048000 | 579 | KFCEH0901N10 | 60 | 46 | 13 |  |  | 1448 | 932652
5 | PA13NR060000 | 849 | PF1MNC060000 | 659 | KFCEH0901N10 | 60 | 56.5 | 13 |  |  | 1568 | 934618
13.0 SEER Split System Heat Pump
1.5 | PH13NR018000 | 709 | PF1MNC019000 | 329 | KFCEH0501N05 | 46 | 18 | 13 | 17.9 | 7.8 | 1084 | 921100
2 | PH13NR024000 | 729 | PF1MNC025000 | 359 | KFCEH0501N05 | 46 | 23.6 | 13 | 23.4 | 8 | 1134 | 921106
2.5 | PH13NR030000 | 769 | PF1MNC031000 | 399 | KFCEH0801N08 | 53 | 29.4 | 13 | 29.6 | 8 | 1221 | 921151
3 | PH13NR036000 | 789 | PF1MNC037000 | 469 | KFCEH0801N08 | 53 | 35 | 13 | 35.6 | 8 | 1311 | 921135
3.5 | PH13NR042000 | 859 | PF1MNC043000 | 599 | KFCEH0901N10 | 60 | 40 | 13 | 41 | 8 | 1518 | 933702
4 | PH13NR048000 | 909 | PF1MNC049000 | 669 | KFCEH0901N10 | 60 | 46 | 13 | 49 | 8 | 1638 | 934156
5 | PH13NR060000 | 999 | PF1MNC061000 | 749 | KFCEH0901N10 | 60 | 54 | 13 | 55 | 8 | 1808 | 921115
13.0 SEER Package Air Conditioner
2 | PA3ZNA024000 | 1179 |  | (5KW Htr) | CPHEATER096A00 | 85 | 23 | 13 |  |  | 1264 | 735715
2.5 | PA3ZNA030000 | 1249 |  | (5KW Htr) | CPHEATER096A00 | 85 | 28.6 | 13 |  |  | 1334 | 735763
3 | PA3ZNA036000 | 1319 |  | (8KW Htr) | CPHEATER098A00 | 101 | 35 | 13 |  |  | 1420 | 735789
3.5 | PA3ZNA042000 | 1519 |  | (8KW Htr) | CPHEATER098A00 | 101 | 40 | 13 |  |  | 1620 | 735759
4 | PA3ZNA048000 | 1709 |  | (10KW Htr) | CPHEATER100A00 | 105 | 44.5 | 13 |  |  | 1814 | 735719
5 | PA3ZNA060000 | 1909 |  | (10KW Htr) | CPHEATER100A00 | 105 | 52 | 13 |  |  | 2014 | 735787
13.0 SEER Package Heat Pump
2 | PH3ZNA024000 | 1389 |  | (5KW Htr) | CPHEATER097A00 | 146 | 23 | 13 | 22 | 7.7 | 1535 | 735709
2.5 | PH3ZNA030000 | 1509 |  | (5KW Htr) | CPHEATER097A00 | 146 | 28.6 | 13 | 28 | 7.7 | 1655 | 735755
3 | PH3ZNA036000 | 1649 |  | (8KW Htr) | CPHEATER099A00 | 140 | 35 | 13 | 33 | 7.7 | 1789 | 735765
3.5 | PH3ZNA042000 | 1799 |  | (8KW Htr) | CPHEATER099A00 | 140 | 40 | 13 | 39 | 7.7 | 1939 | 735713
4 | PH3ZNA048000 | 1939 |  | (10KW Htr) | CPHEATER101A00 | 148 | 44.5 | 13 | 44 | 7.7 | 2087 | 735775
5 | PH3ZNA060000 | 2099 |  | (10KW Htr) | CPHEATER101A00 | 148 | 52 | 13 | 51 | 7.7 | 2247 | 735727
PRICING IS SUBJECT TO CHANGE WITH 30 DAYS NOTICE. | [9 empty] | Page 42 | 2007-01-18
NOT ALL ITEMS WILL BE STOCKED AT ALL LOCATIONS. | [10 empty] | 377-T1S0120R07P0T18V